## Overview
Content | NEBB model inputs for "H2 balanced" scenario, replicating "H2 heavy" input excel but with changed scenario name. Changes from "H2 heavy" are in "H2 balanced.xlsx"
Data collection and comparison from ENTSO-E TYNDP 2022/2024 and prior NEBB input data
Data transformations preparing NEBB inputs
Part of | RePower project
Author | Justinas Jasiūnas
Uploaded | 2025-06-12
NEBB inputs read by build_input_data.py
Formulas | All data from documented sheets is linked via formulas - entries without formulas are copied directly from old NEBB input files of the model
Color code | source values without modification (appart from scaling for unit change)
derived values and unit type data entries added during this scenario development (based on characteristics of similar technologies previously present)
Sources of dirrectly coppied data
| unittypedata | unittypedata_maf2020.xlsx
| DH in demandata | National Trends 2035 scenario in demanddata_DH_own_projection.xlsx
| unitdata_DH | unitdata_chp-units.xlsx, Finland_dheat_and_industry.xlsx, balticData.xlsx (ignoring addition of industrial and el. only units, and removal of any unit)
| Hydro and heat in storagedata | storagedata_maf2020.xlsx, industrialCHP.xlsx
Outputs | Current "H2 heavy" version results in unrealistically high electricity shortages (equal to multiple days of average consumption) in some countries (most notably DE and NL).
The principal driver for these shortages - days with very low (few %) wind and solar power capacity factors.
In TYNDP, the resulting shortages must have been avoided with additional flexibility options that are absent in NEBB (see TYNDP vs BEBB bellow).
In NEBB, the easiest way to avoid these shortages is to revert to older and larger dispatchable fossil fuel powerplant capacities.
This is not done here due to focus of Repower study on wind and solar power droughts.
Mannual additions - p_userconstraint
NEBB version, for which dataset in this excel is fixed, does not have automated resolution for adding minimum generation constraints.
These constraints need to be added by manulally coppying content from p_userconstraint sheet.
Objective for collection and comparison - make sense of
| Inputs | TYNDP2024 includes multiple files with data from various modeling stages that contain larger than NEBB scope, which can be overwhelming
TYNDP2024 scenarios are very optimistic with lots more VRE and H2 than in prior NEBB scenarios, plus Nordics are net H2 exporters for central Europe
some TYNDP2024 data lacks clear documentation and include questionable data (e.g., 50 GW of batteries in DE and none in neighbouring PL)
| Outputs | change in inputs indicates expected change in outputs against which validity of model results can be scrutinized
Approach - compare potentially relevant datasets while maximize data readability using:
| Text formating | inputs used in next steps, inputs not used, derivatives used, illustrative derivatives, insignificant values, inconsistent/questionable values
values taken as NEBB inputs
| Element order | countries by population, thermal technologies by carbon intensity, remaining technologies grouped into renewables and flexibility sources
| Minimalistic design | hide zeros and cell boundaries, use grey lines, shades of grey instead of distinct colors for head rows and columns, minimal number of relevant digits
| Documentation | sources, data selection choices, transformation steps, destination files
Scenario | Choice | Primary TYNDP scenario that is used (unless stated otherwise) is Distributed Energy for year 2035 and climate year 2009
| Reason | Distributed Energy scenario is chosen over Global Energy scenario due to lower (though still questionably high) use of H2
TYNDP vs NEBB - high level comparison
Common | Electricity and H2 generation capacities and demand. Accounted flexibility options include pumped hydro, H2, batteries. Electricity and H2 transmission capacity.
Omissions decreasing flexibity
| Geography | fewer countries (EU27+ > 14 in NEBB) and country breakdowns outside of Nordics, no dedicated offshore nodes
| Flexibility options | EVs and basically no DSR
| H2 aspects | H2 imports, steam methane reformer, H2 power plants, synthetic fuels
New wind profiles
Omissions increasing flexibity
| Geography | dedicated VRE nodes
| H2 aspects | separate short term storage zones, H2 storage limits (using possible rather than realized capacity expansion to avoid unrealistic shortages), variable demand profiles (while H2 demand should be a net source for flexibility TYNDP 2024 seem to use predefined profiles that would require more flexibility than constant profiles predefined in NEBB)
Kept old NEBB account
Hydro
Overall | Significantly lower system flexibility balanced with larger H2 storage and curtailments
H2 heavy 2035 vs National Trends 2025 - main development stages
Significantly more VRE + marginally higher native electricity demand -> huge surpluses
Adding major H2 demand limited with limited addtion to el. flexibility
Adding more flexibility options
Revising thermal power generation capacity mostly eliminating fossils
Accounting other RES and other non-RES (previously present in input files but not used in NEBB) as industrial CHP
Migrating to new NEBB version with new demand profiles and supply scaling. Adjusting for spiky use of nuclear and hydro.
Overview of datasets in |  | TYNDP 2024 website
Website contains multiple input and output datasets of modeling process with multiple stages that are described in methodology report. The copy of the overview figure from methodology report is shown bellow. The differences between data at these stages are not entirely clear to me, but I used data from the latest modeling stages when possible. According to the figure data on visualization platform (present in the TYNDP website) contains the ultimate results of the modeling process. However, it includes only portion of data required for NEBB and does not allow direct copying from selected tables - individual values had to be copied manualy. On the other extreme, plexos modeling result files have an overwhelming amount of data including not self-explanatory entries without documentation.
Streamlining potential
Initial data collection started with use of Visual platform as it represents the latest modeling stage. However, it contains only national level data while NEBB contains sub-country nodes in Scandinavia. As a result, disagregation using proportionality with secondary dataset was used. After familiarizing with plexos output datasets I concluded that it would be more fitting as a single data source, but kept previously collected and dissagreaged datasets. For use clarity, model could be streamlined by moving fully from Visual Plarform to Plexos output excel datasets.
Old data, that is no longer used but was collected during scenario development and was neatly formated, is kept in this excel but are their sheets are hidden for readibility purposes.

## unittypedata
scenario | year | Generator_ID | unittype | isSource | isSink | flow | emission_group1 | grid_input1 | grid_output1 | grid_output2 | conversionCoeff_output2 | grid_output3 | eff00 | eff01 | op00 | op01 | vomCosts | vomCosts_input1 | maxRampUp | maxRampDown | unitSize | cb | cv | rampUpCost | upperLimitCapacityRatio_input1
all | 1 | Lignite old 1 | ligniteOld1 |  |  |  | ETS_CO2 | Lignite | elec |  |  |  | 0.35 | 0.35 | 0.5 | 1 | 3.3 |  | 0.02 | 0.05 |  |  |  | 93.97
all | 1 | Lignite old 2 | ligniteOld2 |  |  |  | ETS_CO2 | Lignite | elec |  |  |  | 0.4 | 0.4 | 0.5 | 1 | 3.3 |  | 0.02 | 0.05 |  |  |  | 81.44
all | 1 | Hard coal old 1 | hardcoalOld1 |  |  |  | ETS_CO2 | Hard coal | elec |  |  |  | 0.35 | 0.35 | 0.4 | 1 | 3.3 |  | 0.02 | 0.05 |  |  |  | 93.97
all | 1 | Hard coal old 2 | hardcoalOld2 |  |  |  | ETS_CO2 | Hard coal | elec |  |  |  | 0.4 | 0.4 | 0.4 | 1 | 3.3 |  | 0.02 | 0.05 |  |  |  | 81.44
all | 1 | Hard coal new | hardcoalNew |  |  |  | ETS_CO2 | Hard coal | elec |  |  |  | 0.46 | 0.46 | 0.25 | 1 | 3.3 |  | 0.04 | 0.05 |  |  |  | 57.17
all | 1 | Other non-renewable | othernonRES |  |  |  | ETS_CO2 | Hard coal | elec | steam |  |  | 0.9 | 0.9 | 0.4 | 1 | 2 |  | 0.05 | 0.05 |  | 0.5 | -0.16667 | 150
all | 1 | Coal CHP | CHPcoal |  |  |  | ETS_CO2 | Hard coal | elec | dheat |  |  | 0.89 | 0.89 | 0.4 | 1 | 2 |  | 0.05 | 0.05 |  | 0.45 |  | 150
all | 1 | Oil shale CHP | oilshaleCHP |  |  |  | ETS_CO2 | Oil shale | elec | dheat |  |  | 0.55 | 0.55 | 0.5 | 1 | 3.3 |  | 0.08 | 0.08 | 0 | 0.87 |  | 57.17
all | 1 | Oil shale new Bio | oilshaleNewBio |  |  |  | ETS_CO2 | Oil shale | elec |  |  |  | 0.39 | 0.39 | 0.5 | 1 | 3.3 |  | 0.08 | 0.08 |  |  |  | 57.17
all | 1 | Heavy oil old 1 | HFOOld1 |  |  |  | ETS_CO2 | Heavy oil | elec |  |  |  | 0.35 | 0.35 | 0.5 | 1 | 3.3 |  | 0.08 | 0.08 |  |  |  | 93.97
all | 1 | Oil HOB | HOBoil |  |  |  | ETS_CO2 | Heavy oil | dheat |  |  |  | 0.9 | 0.9 | 0 | 1 | 2 |  | 0.05 | 0.05
all | 1 | Light oil | LFO |  |  |  | ETS_CO2 | Light oil | elec |  |  |  | 0.35 | 0.35 | 0.5 | 1 | 1.1 |  | 0.08 | 0.08 |  |  |  | 38.4
all | 1 | Gas conventional old 1 | gasOld1 |  |  |  | ETS_CO2 | Gas | elec |  |  |  | 0.36 | 0.36 | 0.2 | 1 | 1.1 |  | 0.15 | 0.15 |  |  |  | 69.69
all | 1 | Gas conventional old 2 | gasOld2 |  |  |  | ETS_CO2 | Gas | elec |  |  |  | 0.41 | 0.41 | 0.2 | 1 | 1.1 |  | 0.15 | 0.15 |  |  |  | 58.73
all | 1 | Gas CCGT old 1 | gasCCGTOld1 |  |  |  | ETS_CO2 | Gas | elec |  |  |  | 0.4 | 0.4 | 0.5 | 1 | 1.6 |  | 0.02 | 0.05 |  |  |  | 79.09
all | 1 | Gas CCGT old 2 | gasCCGTOld2 |  |  |  | ETS_CO2 | Gas | elec |  |  |  | 0.48 | 0.48 | 0.5 | 1 | 1.6 |  | 0.02 | 0.05 |  |  |  | 61.86
all | 1 | Gas CCGT present 1 | gasCCGTpresent1 |  |  |  | ETS_CO2 | Gas | elec |  |  |  | 0.56 | 0.56 | 0.4 | 1 | 1.6 |  | 0.04 | 0.05 |  |  |  | 36.02
all | 1 | Gas CCGT present 2 | gasCCGTpresent2 |  |  |  | ETS_CO2 | Gas | elec |  |  |  | 0.58 | 0.58 | 0.4 | 1 | 1.6 |  | 0.04 | 0.05 |  |  |  | 36.02
all | 1 | Gas CCGT new | gasCCGTNew |  |  |  | ETS_CO2 | Gas | elec |  |  |  | 0.6 | 0.6 | 0.4 | 1 | 1.6 |  | 0.04 | 0.05 |  |  |  | 36.02
all | 1 | Gas CCGT CCS | gasCCGTCCS |  |  |  | ETS_CO2 | Gas | elec | CO2 | 0 |  | 0.51 | 0.51 | 0.4 | 1 | 3.2 |  | 0.04 | 0.05 |  |  |  | 61.86
all | 1 | Gas OCGT old | gasOCGTold |  |  |  | ETS_CO2 | Gas | elec |  |  |  | 0.35 | 0.35 | 0.5 | 1 | 1.6 |  | 0.08 | 0.08 |  |  |  | 52.47
all | 1 | Gas OCGT new | gasOCGTnew |  |  |  | ETS_CO2 | Gas | elec |  |  |  | 0.42 | 0.42 | 0.4 | 1 | 1.6 |  | 0.12 | 0.12 |  |  |  | 24.28
all | 1 | Gas CCGT CHP | CCGTCHPgas |  |  |  | ETS_CO2 | Gas | elec | dheat |  |  | 0.9 | 0.9 | 0.4 | 1 | 1.6 |  | 0.04 | 0.05 |  | 1 |  | 36.02
all | 1 | Gas OCGT CHP | OCGTCHPgas |  |  |  | ETS_CO2 | Gas | elec | dheat |  |  | 0.9 | 0.9 | 0.4 | 1 | 1.6 |  | 0.12 | 0.12 |  | 0.6 |  | 24.28
all | 1 | Gas HOB | HOBgas |  |  |  | ETS_CO2 | Gas | dheat |  |  |  | 0.9 | 0.9 | 0 | 1 | 2 |  | 0.05 | 0.05
all | 1 | Waste CHP | CHPwaste |  |  |  | ETS_CO2 | MSW | elec | dheat |  |  | 0.89 | 0.89 | 0.5 | 1 | 2 |  | 0.05 | 0.05 |  | 0.4 |  | 150
all | 1 | Waste HOB | HOBwaste |  |  |  | ETS_CO2 | MSW | dheat |  |  |  | 0.9 | 0.9 | 0 | 1 | 2 |  | 0.05 | 0.05
all | 1 | Hard coal new Bio | hardcoalNewBio |  |  |  |  | Biomass | elec |  |  |  | 0.46 | 0.46 | 0.25 | 1 | 3.3 |  | 0.04 | 0.05 |  |  |  | 57.17
all | 1 | Gas conventional old 2 Bio | gasOld2Bio |  |  |  |  | Biomass | elec |  |  |  | 0.3 | 0.3 | 0.2 | 1 | 1.1 |  | 0.15 | 0.15 |  |  |  | 58.73
all | 1 | Gas CCGT old 2 Bio | gasCCGTOld2Bio |  |  |  |  | Biomass | elec |  |  |  | 0.32 | 0.32 | 0.5 | 1 | 1.6 |  | 0.02 | 0.05 |  |  |  | 61.86
all | 1 | Bio HOB | HOBbio |  |  |  |  | Biomass | dheat |  |  |  | 0.9 | 0.9 | 0 | 1 | 2 |  | 0.05 | 0.05
all | 1 | Bio CHP | CHPbio |  |  |  |  | Biomass | elec | dheat |  |  | 0.89 | 0.89 | 0.4 | 1 | 2 |  | 0.05 | 0.05 |  | 0.5 |  | 90
all | 1 | Other renewable | otherRES |  |  |  |  | Biomass | elec | steam |  |  | 0.9 | 0.9 | 0.4 | 1 | 2 |  | 0.05 | 0.05 |  | 0.5 | -0.16667 | 90
all | 1 | Nuclear | nuclear |  |  |  |  | Nuclear | elec |  |  |  | 0.33 | 0.33 | 0.95 | 1 | 1 |  | 0.05 | 0.05 |  |  |  | 2000
all | 1 | Nuclear flexible | nuclearflex |  |  |  |  | Nuclear | elec |  |  |  | 0.33 | 0.33 | 0.95 | 1 | 1 |  | 0.05 | 0.05 |  |  |  | 1000
all | 1 | Onshore Wind | windOnshore |  |  | onshore |  | - | elec |  |  |  | 1 | 1 | 0 | 1 | 2 | [6 empty] | 0
all | 1 | Offshore Wind | windOffshore |  |  | offshore |  | - | elec |  |  |  | 1 | 1 | 0 | 1 | 2 | [6 empty] | 0
all | 1 | Solar PV | PV |  |  | PV |  | - | elec |  |  |  | 1 | 1 | 0 | 1 | 0 | [6 empty] | 0
all | 1 | Reservoir | reservoirTurbine |  |  |  |  | reservoir | elec |  |  |  | 0.99 | 0.99 | 0 | 1 | 2 | [6 empty] | 0
all | 1 | Run-of-River | rorTurbine |  |  |  |  | ror | elec |  |  |  | 0.99 | 0.99 | 0 | 1 | 2 | [6 empty] | 0
all | 1 | Ground source heat pump | GSHP |  |  |  |  | elec | dheat |  |  |  | 2.8 | 2.8 | 0 | 1 | 6 | [6 empty] | 0
all | 1 | Electric boiler | EBoil |  |  |  |  | elec | dheat |  |  |  | 0.98 | 0.98 | 0 | 1 | 13 | [6 empty] | 0
all | 1 | Battery discharger 4h | Batterydisch4h |  |  |  |  | batterystor | elec |  |  |  | 0.95 | 0.95 | 0 | 1 | 0 | [6 empty] | 0 | 4
all | 1 | Battery charger 4h | Batterychar4h |  |  |  |  | elec | batterystor |  |  |  | 0.95 | 0.95 | 0 | 1 | 0 | [6 empty] | 0
all | 1 | PS Closed turbine | psclosedturbine |  |  |  |  | psClosed | elec |  |  |  | 1 | 1 | 0 | 1 | 0 | [6 empty] | 0
all | 1 | PS Closed pump | psclosedpump |  |  |  |  | elec | psClosed |  |  |  | 0.8 | 0.8 | 0 | 1 | 0 | [6 empty] | 0
all | 1 | PS Open turbine | psopenturbine |  |  |  |  | psOpen | elec |  |  |  | 1 | 1 | 0 | 1 | 0 | [6 empty] | 0
all | 1 | PS Open pump | psopenpump |  |  |  |  | elec | psOpen |  |  |  | 0.8 | 0.8 | 0 | 1 | 0 | [6 empty] | 0
all | 1 | Electrolyser | P2H |  |  |  |  | elec | hydrogen |  |  |  | 0.7 | 0.7 | 0 | 1 | 9 | [6 empty] | 0
all | 1 | Long-term hydrogen storage charger | LongH2storeIn |  |  |  |  | hydrogen | hydrogenstoLT |  |  |  | 0.99 | 0.99 | 0 | 1 | 1 | [6 empty] | 0
all | 1 | Long-term hydrogen storage discharger | LongH2storeOut |  |  |  |  | hydrogenstoLT | hydrogen |  |  |  | 1 | 1 | 0 | 1 | 0 | [6 empty] | 0 | 924
all | 1 | Short-term hydrogen storage charger | ShortH2storeIn |  |  |  |  | hydrogen | hydrogenstoST |  |  |  | 0.99 | 0.99 | 0 | 1 | 0 | [6 empty] | 0
all | 1 | Short-term hydrogen storage discharger | ShortH2storeOut |  |  |  |  | hydrogenstoST | hydrogen |  |  |  | 1 | 1 | 0 | 1 | 0 | [6 empty] | 0 | 24
all | 1 | DR cutoff tier 1 | DRcutofftier1 | TRUE |  |  |  | - | elec |  |  |  | 1 | 1 | 0 | 1 | 500 | [6 empty] | 0
all | 1 | DR cutoff tier 2 | DRcutofftier2 | TRUE |  |  |  | - | elec |  |  |  | 1 | 1 | 0 | 1 | 1000 | [6 empty] | 0
all | 1 | DR upwards 1 | DRupwards1 |  | TRUE |  |  | elec | - |  |  |  | 1 | 1 | 0 | 1 |  | 20 | [5 empty] | 0
all | 1 | DR upwards 2 | DRupwards2 |  | TRUE |  |  | elec | - |  |  |  | 1 | 1 | 0 | 1 |  | 10 | [5 empty] | 0
all | 1 | Heat storage discharger | HeatstorDischarger |  |  |  |  | heatsto | dheat |  |  |  | 0.99 | 0.99 | 0 | 1 | 1 | [6 empty] | 0 | 10
all | 1 | Heat storage charger | HeatstorCharger |  |  |  |  | dheat | heatsto |  |  |  | 0.99 | 0.99 | 0 | 1 | 1 | [6 empty] | 0
all | 1 | Large heat storage discharger | LargeHeatstodischarger |  |  |  |  | largeheatsto | dheat |  |  |  | 0.99 | 0.99 | 0 | 1 | 1 | [6 empty] | 0 | 100
all | 1 | Large heat storage charger | LargeHeatstocharger |  |  |  |  | dheat | largeheatsto |  |  |  | 0.99 | 0.99 | 0 | 1 | 1 | [6 empty] | 0
all | 1 | Seasonal heat storage discharger | SeasonHeatstodischarger |  |  |  |  | seasonheatsto | dheat |  |  |  | 0.99 | 0.99 | 0 | 1 | 1 | [6 empty] | 0 | 450
all | 1 | Seasonal heat storage charger | SeasonHeatstocharger |  |  |  |  | dheat | seasonheatsto |  |  |  | 0.99 | 0.99 | 0 | 1 | 1 | [6 empty] | 0
Note on T1: p.u. / min. 1 when the unit can ramp from 0 to to its maximum capacity in one minute

## demanddata
Country | Grid | Node_suffix | Scenario | Year | TWh/year | Constant_share
DE00 | elec |  | H2 balanced | 2035 | 800.62
FR00 | elec |  | H2 balanced | 2035 | 518.01
UK00 | elec |  | H2 balanced | 2035 | 457.26
ES00 | elec |  | H2 balanced | 2035 | 296.72
PL00 | elec |  | H2 balanced | 2035 | 196.3
NL00 | elec |  | H2 balanced | 2035 | 187.15
BE00 | elec |  | H2 balanced | 2035 | 118.61
SE01 | elec |  | H2 balanced | 2035 | 12.9671
SE02 | elec |  | H2 balanced | 2035 | 21.7281
SE03 | elec |  | H2 balanced | 2035 | 114.1937
SE04 | elec |  | H2 balanced | 2035 | 31.8411
DKE1 | elec |  | H2 balanced | 2035 | 26.4452
DKW1 | elec |  | H2 balanced | 2035 | 17.4548
FI00 | elec |  | H2 balanced | 2035 | 132.86
NOM1 | elec |  | H2 balanced | 2035 | 25.5931
NON1 | elec |  | H2 balanced | 2035 | 33.9647
NOS0 | elec |  | H2 balanced | 2035 | 117.8722
LT00 | elec |  | H2 balanced | 2035 | 15.35
LV00 | elec |  | H2 balanced | 2035 | 8.94
EE00 | elec |  | H2 balanced | 2035 | 10.2
FI00 | dheat | HKI | H2 balanced | 2035 | 6.5466 | 0.3
FI00 | dheat | ESP | H2 balanced | 2035 | 2.2342 | 0.3
FI00 | dheat | VAN | H2 balanced | 2035 | 1.8914 | 0.3
FI00 | dheat | TKU | H2 balanced | 2035 | 2.0785 | 0.3
FI00 | dheat | TRE | H2 balanced | 2035 | 2.1786 | 0.3
FI00 | dheat | OUL | H2 balanced | 2035 | 1.9652 | 0.3
FI00 | dheat | JKL | H2 balanced | 2035 | 1.2153 | 0.3
FI00 | dheat | ROF | H2 balanced | 2035 | 20.3812 | 0.3
NOS0 | dheat |  | H2 balanced | 2035 | 6.6926 | 0.3
NOM1 | dheat |  | H2 balanced | 2035 | 0.96453 | 0.3
NON1 | dheat |  | H2 balanced | 2035 | 1.018 | 0.3
SE01 | dheat |  | H2 balanced | 2035 | 1.3739 | 0.3
SE02 | dheat |  | H2 balanced | 2035 | 5.2208 | 0.3
SE03 | dheat |  | H2 balanced | 2035 | 40.6377 | 0.3
SE04 | dheat |  | H2 balanced | 2035 | 11.9484 | 0.3
DKW1 | dheat |  | H2 balanced | 2035 | 19.6644 | 0.3
DKE1 | dheat |  | H2 balanced | 2035 | 17.4278 | 0.3
EE00 | dheat |  | H2 balanced | 2035 | 4.8727 | 0.3
LV00 | dheat |  | H2 balanced | 2035 | 9.6028 | 0.3
LT00 | dheat |  | H2 balanced | 2035 | 7.9908 | 0.3
DE00 | dheat |  | H2 balanced | 2035 | 92.7101 | 0.3
PL00 | dheat |  | H2 balanced | 2035 | 101.3544 | 0.3
DE00 | steam | industry | H2 balanced | 2035 | 89.3906
FR00 | steam | industry | H2 balanced | 2035 | 27.4976
UK00 | steam | industry | H2 balanced | 2035 | 147.3663
ES00 | steam | industry | H2 balanced | 2035 | 15.367
PL00 | steam | industry | H2 balanced | 2035 | 25.1725
NL00 | steam | industry | H2 balanced | 2035 | 12.092
BE00 | steam | industry | H2 balanced | 2035 | 9.4713
SE01 | steam | industry | H2 balanced | 2035 | 1.1403
SE02 | steam | industry | H2 balanced | 2035 | 5.0979
SE03 | steam | industry | H2 balanced | 2035 | 22.8849
SE04 | steam | industry | H2 balanced | 2035 | 5.2149
FI00 | steam | industry | H2 balanced | 2035 | 20.7401
LT00 | steam | industry | H2 balanced | 2035 | 3.9465
LV00 | steam | industry | H2 balanced | 2035 | 2.2378
EE00 | steam | industry | H2 balanced | 2035 | 1.5351
DE00 | hydrogen |  | H2 balanced | 2035 | 150.8088
FR00 | hydrogen |  | H2 balanced | 2035 | 39.2067
UK00 | hydrogen |  | H2 balanced | 2035 | 36.9166
ES00 | hydrogen |  | H2 balanced | 2035 | 47.7727
PL00 | hydrogen |  | H2 balanced | 2035 | 26.6724
NL00 | hydrogen |  | H2 balanced | 2035 | 35.0243
BE00 | hydrogen |  | H2 balanced | 2035 | 21.2095
SE01 | hydrogen |  | H2 balanced | 2035 | 13.7099
SE02 | hydrogen |  | H2 balanced | 2035 | 0
SE03 | hydrogen |  | H2 balanced | 2035 | 0
SE04 | hydrogen |  | H2 balanced | 2035 | 0
DKE1 | hydrogen |  | H2 balanced | 2035 | 9.8771
DKW1 | hydrogen |  | H2 balanced | 2035 | 0
FI00 | hydrogen |  | H2 balanced | 2035 | 10.4671
LT00 | hydrogen |  | H2 balanced | 2035 | 3.9508
LV00 | hydrogen |  | H2 balanced | 2035 | 1.1363
EE00 | hydrogen |  | H2 balanced | 2035 | 0.84785

## transferdata
from | to | grid | scenario | Year | export_capacity | import_capacity | rampLimit | vomCost | losses
DE00 | FR00 | elec | H2 balanced | 2035 | 4800 | 4800 | 0.006667 | 1 | 1%
DE00 | UK00 | elec | H2 balanced | 2035 | 2800 | 2800 | 0.006667 | 1 | 1%
DE00 | PL00 | elec | H2 balanced | 2035 | 2000 | 3000 | 0.006667 | 1 | 1%
DE00 | NL00 | elec | H2 balanced | 2035 | 6000 | 6000 | 0.006667 | 1 | 1%
DE00 | BE00 | elec | H2 balanced | 2035 | 1000 | 1000 | 0.009593 | 1 | 1%
DE00 | SE04 | elec | H2 balanced | 2035 | 2015 | 2015 | 0.00813 | 1 | 1%
DE00 | DKE1 | elec | H2 balanced | 2035 | 1500 | 1500 | 0.006667 | 1 | 1%
DE00 | DKW1 | elec | H2 balanced | 2035 | 3500 | 3500 | 0.006667 | 1 | 1%
DE00 | NOS0 | elec | H2 balanced | 2035 | 1400 | 1400 | 0.006667 | 1 | 1%
FR00 | UK00 | elec | H2 balanced | 2035 | 5600 | 5600 | 0.006667 | 1 | 1%
FR00 | ES00 | elec | H2 balanced | 2035 | 8000 | 8000 | 0.006667 | 1 | 1%
FR00 | BE00 | elec | H2 balanced | 2035 | 5300 | 3800 | 0.006667 | 1 | 1%
UK00 | NL00 | elec | H2 balanced | 2035 | 1000 | 1000 | 0.009768 | 1 | 1%
UK00 | BE00 | elec | H2 balanced | 2035 | 1000 | 1000 | 0.008442 | 1 | 1%
UK00 | DKW1 | elec | H2 balanced | 2035 | 2800 | 2800 | 0.006667 | 1 | 1%
UK00 | NOS0 | elec | H2 balanced | 2035 | 1400 | 1400 | 0.006667 | 1 | 1%
PL00 | SE04 | elec | H2 balanced | 2035 | 600 | 600 | 0.008333 | 1 | 1%
PL00 | LT00 | elec | H2 balanced | 2035 | 700 | 700 | 0.008796 | 1 | 1%
NL00 | BE00 | elec | H2 balanced | 2035 | 4400 | 4400 | 0.006667 | 1 | 1%
NL00 | DKW1 | elec | H2 balanced | 2035 | 700 | 700 | 0.006667 | 1 | 1%
NL00 | NOS0 | elec | H2 balanced | 2035 | 700 | 700 | 0.006667 | 1 | 1%
SE01 | SE02 | elec | H2 balanced | 2035 | 3300 | 3300 | 0.006667 | 1 | 1%
SE02 | SE03 | elec | H2 balanced | 2035 | 9300 | 9300 | 0.006667 | 1 | 1%
SE03 | SE04 | elec | H2 balanced | 2035 | 7200 | 3600 | 0.006667 | 1 | 1%
SE04 | DKE1 | elec | H2 balanced | 2035 | 1800 | 2200 | 0.006667 | 1 | 1%
SE03 | DKW1 | elec | H2 balanced | 2035 | 1415 | 1415 | 0.006873 | 1 | 1%
SE01 | FI00 | elec | H2 balanced | 2035 | 4500 | 4400 | 0.006667 | 1 | 1%
SE03 | FI00 | elec | H2 balanced | 2035 | 1700 | 1700 | 0.006667 | 1 | 1%
SE01 | NON1 | elec | H2 balanced | 2035 | 600 | 700 | 0.006667 | 1 | 1%
SE02 | NON1 | elec | H2 balanced | 2035 | 300 | 250 | 0.006667 | 1 | 1%
SE02 | NOM1 | elec | H2 balanced | 2035 | 1000 | 600 | 0.006667 | 1 | 1%
SE03 | NOS0 | elec | H2 balanced | 2035 | 2095 | 2145 | 0.006667 | 1 | 1%
SE04 | LT00 | elec | H2 balanced | 2035 | 1300 | 1300 | 0.006667 | 1 | 1%
DKE1 | DKW1 | elec | H2 balanced | 2035 | 600 | 590 | 0.008403 | 1 | 1%
DKW1 | NOS0 | elec | H2 balanced | 2035 | 1632 | 1632 | 0.006667 | 1 | 1%
FI00 | EE00 | elec | H2 balanced | 2035 | 1716 | 1716 | 0.006667 | 1 | 1%
NOM1 | NON1 | elec | H2 balanced | 2035 | 1300 | 1300 | 0.006667 | 1 | 1%
NOM1 | NOS0 | elec | H2 balanced | 2035 | 1400 | 1400 | 0.006667 | 1 | 1%
LT00 | LV00 | elec | H2 balanced | 2035 | 950 | 950 | 0.006667 | 1 | 1%
LV00 | EE00 | elec | H2 balanced | 2035 | 900 | 1100 | 0.006667 | 1 | 1%
DE00 | FR00 | hydrogen | H2 balanced | 2035 | 8000 | 8500 |  | 1
DE00 | PL00 | hydrogen | H2 balanced | 2035 | 4170 | 8330 |  | 1
DE00 | NL00 | hydrogen | H2 balanced | 2035 | 500 | 15630 |  | 1
DE00 | BE00 | hydrogen | H2 balanced | 2035 | 3790 | 3790 |  | 1
DE00 | DKW1 | hydrogen | H2 balanced | 2035 | 7892 | 7892 |  | 1
DE00 | IBFI | hydrogen | H2 balanced | 2035 | 2040 | 1208 |  | 1
FR00 | ES00 | hydrogen | H2 balanced | 2035 | 9000 | 9000 |  | 1
FR00 | BE00 | hydrogen | H2 balanced | 2035 | 4500 | 4500 |  | 1
UK00 | BE00 | hydrogen | H2 balanced | 2035 | 8333 | 8333 |  | 1
PL00 | LT00 | hydrogen | H2 balanced | 2035 | 4170 | 8330 |  | 1
NL00 | BE00 | hydrogen | H2 balanced | 2035 | 8000 | 8000 |  | 1
SE01 | SE02 | hydrogen | H2 balanced | 2035 | 7546 | 7899 |  | 1
SE03 | SE04 | hydrogen | H2 balanced | 2035 | 7546 | 7899 |  | 1
SE01 | FI00 | hydrogen | H2 balanced | 2035 | 7546 | 7899 |  | 1
SE03 | IBFI | hydrogen | H2 balanced | 2035 | 21000 | 21000 |  | 1
DKW1 | DKE1 | hydrogen | H2 balanced | 2035 | 7892 | 7892 |  | 1
FI00 | IBFI | hydrogen | H2 balanced | 2035 | 21000 | 21000 |  | 1
FI00 | EE00 | hydrogen | H2 balanced | 2035 | 8330 | 4205 |  | 1
LT00 | LV00 | hydrogen | H2 balanced | 2035 | 4170 | 8330 |  | 1
LV00 | EE00 | hydrogen | H2 balanced | 2035 | 4170 | 8330 |  | 1

## unitdata
Country | Generator_ID | Scenario | Year | capacity_input1 | node_suffix_input1 | capacity_output1 | node_suffix_output2 | capacity_output2 | Note
DE00 | Solar PV | H2 balanced | 2035 |  |  | 299470
FR00 | Solar PV | H2 balanced | 2035 |  |  | 100400
UK00 | Solar PV | H2 balanced | 2035 |  |  | 54790
ES00 | Solar PV | H2 balanced | 2035 |  |  | 128950
PL00 | Solar PV | H2 balanced | 2035 |  |  | 36740
NL00 | Solar PV | H2 balanced | 2035 |  |  | 59320
BE00 | Solar PV | H2 balanced | 2035 |  |  | 23300
SE02 | Solar PV | H2 balanced | 2035 |  |  | 1208.1012
SE03 | Solar PV | H2 balanced | 2035 |  |  | 17554.888
SE04 | Solar PV | H2 balanced | 2035 |  |  | 7657.0108
DKE1 | Solar PV | H2 balanced | 2035 |  |  | 6195.4817
DKW1 | Solar PV | H2 balanced | 2035 |  |  | 15514.5183
FI00 | Solar PV | H2 balanced | 2035 |  |  | 21270
NOM1 | Solar PV | H2 balanced | 2035 |  |  | 1562.5
NOS0 | Solar PV | H2 balanced | 2035 |  |  | 4687.5
LT00 | Solar PV | H2 balanced | 2035 |  |  | 6540
LV00 | Solar PV | H2 balanced | 2035 |  |  | 800
EE00 | Solar PV | H2 balanced | 2035 |  |  | 2400
DE00 | Onshore Wind | H2 balanced | 2035 |  |  | 142000
FR00 | Onshore Wind | H2 balanced | 2035 |  |  | 50000
UK00 | Onshore Wind | H2 balanced | 2035 |  |  | 43480
ES00 | Onshore Wind | H2 balanced | 2035 |  |  | 75050
PL00 | Onshore Wind | H2 balanced | 2035 |  |  | 29500
NL00 | Onshore Wind | H2 balanced | 2035 |  |  | 12700
BE00 | Onshore Wind | H2 balanced | 2035 |  |  | 8900
SE01 | Onshore Wind | H2 balanced | 2035 |  |  | 7018.4769
SE02 | Onshore Wind | H2 balanced | 2035 |  |  | 12727.5783
SE03 | Onshore Wind | H2 balanced | 2035 |  |  | 5408.5475
SE04 | Onshore Wind | H2 balanced | 2035 |  |  | 3095.3973
DKE1 | Onshore Wind | H2 balanced | 2035 |  |  | 4639.3818
DKW1 | Onshore Wind | H2 balanced | 2035 |  |  | 23610.6182
FI00 | Onshore Wind | H2 balanced | 2035 |  |  | 46000
NOM1 | Onshore Wind | H2 balanced | 2035 |  |  | 2429.0722
NON1 | Onshore Wind | H2 balanced | 2035 |  |  | 1485.8409
NOS0 | Onshore Wind | H2 balanced | 2035 |  |  | 2445.0869
LT00 | Onshore Wind | H2 balanced | 2035 |  |  | 5210
LV00 | Onshore Wind | H2 balanced | 2035 |  |  | 290
EE00 | Onshore Wind | H2 balanced | 2035 |  |  | 860
DE00 | Offshore Wind | H2 balanced | 2035 |  |  | 50520
FR00 | Offshore Wind | H2 balanced | 2035 |  |  | 17980
UK00 | Offshore Wind | H2 balanced | 2035 |  |  | 75030
ES00 | Offshore Wind | H2 balanced | 2035 |  |  | 5040
PL00 | Offshore Wind | H2 balanced | 2035 |  |  | 10900
NL00 | Offshore Wind | H2 balanced | 2035 |  |  | 33300
BE00 | Offshore Wind | H2 balanced | 2035 |  |  | 6860
SE02 | Offshore Wind | H2 balanced | 2035 |  |  | 1000
SE03 | Offshore Wind | H2 balanced | 2035 |  |  | 1400
SE04 | Offshore Wind | H2 balanced | 2035 |  |  | 4200
DKE1 | Offshore Wind | H2 balanced | 2035 |  |  | 6847.1536
DKW1 | Offshore Wind | H2 balanced | 2035 |  |  | 14392.8464
FI00 | Offshore Wind | H2 balanced | 2035 |  |  | 3600
NOS0 | Offshore Wind | H2 balanced | 2035 |  |  | 6000
LT00 | Offshore Wind | H2 balanced | 2035 |  |  | 2100
LV00 | Offshore Wind | H2 balanced | 2035 |  |  | 500
EE00 | Offshore Wind | H2 balanced | 2035 |  |  | 1000
FR00 | Nuclear flexible | H2 balanced | 2035 |  |  | 54700
UK00 | Nuclear | H2 balanced | 2035 |  |  | 4500
PL00 | Nuclear | H2 balanced | 2035 |  |  | 2220
NL00 | Nuclear | H2 balanced | 2035 |  |  | 243
BE00 | Nuclear | H2 balanced | 2035 |  |  | 1038
SE03 | Nuclear | H2 balanced | 2035 |  |  | 4800
FI00 | Nuclear | H2 balanced | 2035 |  |  | 3250
DE00 | Electrolyser | H2 balanced | 2035 |  |  | 21030
FR00 | Electrolyser | H2 balanced | 2035 |  |  | 4180
UK00 | Electrolyser | H2 balanced | 2035 |  |  | 19070
ES00 | Electrolyser | H2 balanced | 2035 |  |  | 48000
PL00 | Electrolyser | H2 balanced | 2035 |  |  | 5240
NL00 | Electrolyser | H2 balanced | 2035 |  |  | 8230
BE00 | Electrolyser | H2 balanced | 2035 |  |  | 370
SE01 | Electrolyser | H2 balanced | 2035 |  |  | 670.8467
SE02 | Electrolyser | H2 balanced | 2035 |  |  | 1124.0966
SE03 | Electrolyser | H2 balanced | 2035 |  |  | 5907.7694
SE04 | Electrolyser | H2 balanced | 2035 |  |  | 1647.2873
DKW1 | Electrolyser | H2 balanced | 2035 |  |  | 7288.9916
DKE1 | Electrolyser | H2 balanced | 2035 |  |  | 4811.0084
FI00 | Electrolyser | H2 balanced | 2035 |  |  | 15300
LT00 | Electrolyser | H2 balanced | 2035 |  |  | 2280
LV00 | Electrolyser | H2 balanced | 2035 |  |  | 1450
DE00 | Long-term hydrogen storage charger | H2 balanced | 2035 | 28390.7922
FR00 | Long-term hydrogen storage charger | H2 balanced | 2035 | 4725.4046
UK00 | Long-term hydrogen storage charger | H2 balanced | 2035 | 3230.6801
ES00 | Long-term hydrogen storage charger | H2 balanced | 2035 | 1173.3419
PL00 | Long-term hydrogen storage charger | H2 balanced | 2035 | 129.5778
NL00 | Long-term hydrogen storage charger | H2 balanced | 2035 | 1275.3716
BE00 | Long-term hydrogen storage charger | H2 balanced | 2035 | 8830.8767
SE01 | Long-term hydrogen storage charger | H2 balanced | 2035 | 41.1343
SE02 | Long-term hydrogen storage charger | H2 balanced | 2035 | 68.9262
SE03 | Long-term hydrogen storage charger | H2 balanced | 2035 | 362.2465
SE04 | Long-term hydrogen storage charger | H2 balanced | 2035 | 101.0066
DKW1 | Long-term hydrogen storage charger | H2 balanced | 2035 | 282.7266
DKE1 | Long-term hydrogen storage charger | H2 balanced | 2035 | 186.6102
FI00 | Long-term hydrogen storage charger | H2 balanced | 2035 | 3129.4252
LT00 | Long-term hydrogen storage charger | H2 balanced | 2035 | 814.9452
LV00 | Long-term hydrogen storage charger | H2 balanced | 2035 | 2949.0425
EE00 | Long-term hydrogen storage charger | H2 balanced | 2035 | 668.8701
DE00 | Long-term hydrogen storage discharger | H2 balanced | 2035 |  |  | 15051.0845
FR00 | Long-term hydrogen storage discharger | H2 balanced | 2035 |  |  | 2505.1243
UK00 | Long-term hydrogen storage discharger | H2 balanced | 2035 |  |  | 1712.7116
ES00 | Long-term hydrogen storage discharger | H2 balanced | 2035 |  |  | 622.035
PL00 | Long-term hydrogen storage discharger | H2 balanced | 2035 |  |  | 68.6943
NL00 | Long-term hydrogen storage discharger | H2 balanced | 2035 |  |  | 676.125
BE00 | Long-term hydrogen storage discharger | H2 balanced | 2035 |  |  | 4681.5978
SE01 | Long-term hydrogen storage discharger | H2 balanced | 2035 |  |  | 21.8069
SE02 | Long-term hydrogen storage discharger | H2 balanced | 2035 |  |  | 36.5405
SE03 | Long-term hydrogen storage discharger | H2 balanced | 2035 |  |  | 192.0412
SE04 | Long-term hydrogen storage discharger | H2 balanced | 2035 |  |  | 53.5476
DKW1 | Long-term hydrogen storage discharger | H2 balanced | 2035 |  |  | 149.8846
DKE1 | Long-term hydrogen storage discharger | H2 balanced | 2035 |  |  | 98.9294
FI00 | Long-term hydrogen storage discharger | H2 balanced | 2035 |  |  | 1659.0324
LT00 | Long-term hydrogen storage discharger | H2 balanced | 2035 |  |  | 432.0348
LV00 | Long-term hydrogen storage discharger | H2 balanced | 2035 |  |  | 1563.4044
EE00 | Long-term hydrogen storage discharger | H2 balanced | 2035 |  |  | 354.5946
DE00 | Short-term hydrogen storage charger | H2 balanced | 2035 | 3248.408
FR00 | Short-term hydrogen storage charger | H2 balanced | 2035 | 553.6697
UK00 | Short-term hydrogen storage charger | H2 balanced | 2035 | 528.5651
ES00 | Short-term hydrogen storage charger | H2 balanced | 2035 | 707.2161
PL00 | Short-term hydrogen storage charger | H2 balanced | 2035 | 837.1952
NL00 | Short-term hydrogen storage charger | H2 balanced | 2035 | 868.2087
BE00 | Short-term hydrogen storage charger | H2 balanced | 2035 | 596.6735
SE01 | Short-term hydrogen storage charger | H2 balanced | 2035 | 14.0569
SE02 | Short-term hydrogen storage charger | H2 balanced | 2035 | 23.5542
SE03 | Short-term hydrogen storage charger | H2 balanced | 2035 | 123.791
SE04 | Short-term hydrogen storage charger | H2 balanced | 2035 | 34.5172
DKW1 | Short-term hydrogen storage charger | H2 balanced | 2035 | 24.4552
DKE1 | Short-term hydrogen storage charger | H2 balanced | 2035 | 16.1414
FI00 | Short-term hydrogen storage charger | H2 balanced | 2035 | 266.7168
LT00 | Short-term hydrogen storage charger | H2 balanced | 2035 | 168.0712
LV00 | Short-term hydrogen storage charger | H2 balanced | 2035 | 22.0784
EE00 | Short-term hydrogen storage charger | H2 balanced | 2035 | 15.2351
DE00 | Short-term hydrogen storage discharger | H2 balanced | 2035 |  |  | 3248.408
FR00 | Short-term hydrogen storage discharger | H2 balanced | 2035 |  |  | 553.6697
UK00 | Short-term hydrogen storage discharger | H2 balanced | 2035 |  |  | 528.5651
ES00 | Short-term hydrogen storage discharger | H2 balanced | 2035 |  |  | 707.2161
PL00 | Short-term hydrogen storage discharger | H2 balanced | 2035 |  |  | 837.1952
NL00 | Short-term hydrogen storage discharger | H2 balanced | 2035 |  |  | 868.2087
BE00 | Short-term hydrogen storage discharger | H2 balanced | 2035 |  |  | 596.6735
SE01 | Short-term hydrogen storage discharger | H2 balanced | 2035 |  |  | 14.0569
SE02 | Short-term hydrogen storage discharger | H2 balanced | 2035 |  |  | 23.5542
SE03 | Short-term hydrogen storage discharger | H2 balanced | 2035 |  |  | 123.791
SE04 | Short-term hydrogen storage discharger | H2 balanced | 2035 |  |  | 34.5172
DKW1 | Short-term hydrogen storage discharger | H2 balanced | 2035 |  |  | 24.4552
DKE1 | Short-term hydrogen storage discharger | H2 balanced | 2035 |  |  | 16.1414
FI00 | Short-term hydrogen storage discharger | H2 balanced | 2035 |  |  | 266.7168
LT00 | Short-term hydrogen storage discharger | H2 balanced | 2035 |  |  | 168.0712
LV00 | Short-term hydrogen storage discharger | H2 balanced | 2035 |  |  | 22.0784
EE00 | Short-term hydrogen storage discharger | H2 balanced | 2035 |  |  | 15.2351
DE00 | Battery charger 4h | H2 balanced | 2035 | 50180
FR00 | Battery charger 4h | H2 balanced | 2035 | 3360
UK00 | Battery charger 4h | H2 balanced | 2035 | 3150
ES00 | Battery charger 4h | H2 balanced | 2035 | 4610
NL00 | Battery charger 4h | H2 balanced | 2035 | 21330
BE00 | Battery charger 4h | H2 balanced | 2035 | 690
SE01 | Battery charger 4h | H2 balanced | 2035 | 41.614
SE02 | Battery charger 4h | H2 balanced | 2035 | 69.7301
SE03 | Battery charger 4h | H2 balanced | 2035 | 366.4713
SE04 | Battery charger 4h | H2 balanced | 2035 | 102.1847
DKE1 | Battery charger 4h | H2 balanced | 2035 | 210.7301
DKW1 | Battery charger 4h | H2 balanced | 2035 | 319.2699
FI00 | Battery charger 4h | H2 balanced | 2035 | 1270
LT00 | Battery charger 4h | H2 balanced | 2035 | 940
LV00 | Battery charger 4h | H2 balanced | 2035 | 40
DE00 | Battery discharger 4h | H2 balanced | 2035 |  |  | 50180
FR00 | Battery discharger 4h | H2 balanced | 2035 |  |  | 3360
UK00 | Battery discharger 4h | H2 balanced | 2035 |  |  | 3150
ES00 | Battery discharger 4h | H2 balanced | 2035 |  |  | 4610
NL00 | Battery discharger 4h | H2 balanced | 2035 |  |  | 21330
BE00 | Battery discharger 4h | H2 balanced | 2035 |  |  | 690
SE01 | Battery discharger 4h | H2 balanced | 2035 |  |  | 41.614
SE02 | Battery discharger 4h | H2 balanced | 2035 |  |  | 69.7301
SE03 | Battery discharger 4h | H2 balanced | 2035 |  |  | 366.4713
SE04 | Battery discharger 4h | H2 balanced | 2035 |  |  | 102.1847
DKE1 | Battery discharger 4h | H2 balanced | 2035 |  |  | 210.7301
DKW1 | Battery discharger 4h | H2 balanced | 2035 |  |  | 319.2699
FI00 | Battery discharger 4h | H2 balanced | 2035 |  |  | 1270
LT00 | Battery discharger 4h | H2 balanced | 2035 |  |  | 940
LV00 | Battery discharger 4h | H2 balanced | 2035 |  |  | 40
NON1 | PS Open turbine | H2 balanced | 2035 |  |  | 5540.4
NOM1 | PS Open turbine | H2 balanced | 2035 |  |  | 4931.4
NOS0 | PS Open turbine | H2 balanced | 2035 |  |  | 24000.4
NON1 | PS Open pump | H2 balanced | 2035 | 2
NOM1 | PS Open pump | H2 balanced | 2035 | 76
NOS0 | PS Open pump | H2 balanced | 2035 | 682
PL00 | Hard coal new Bio | H2 balanced | 2035 |  |  | 3213
BE00 | Hard coal new Bio | H2 balanced | 2035 |  |  | 354
DKE1 | Hard coal new Bio | H2 balanced | 2035 |  |  | 831
DKW1 | Hard coal new Bio | H2 balanced | 2035 |  |  | 411
FI00 | Hard coal new Bio | H2 balanced | 2035 |  |  | 928
EE00 | Oil shale new Bio | H2 balanced | 2035 |  |  | 464 |  |  | According to balticData.xlsx this unit should be removed
PL00 | Lignite old 1 | H2 balanced | 2035 |  |  | 1873
PL00 | Lignite old 2 | H2 balanced | 2035 |  |  | 1464
PL00 | Hard coal old 1 | H2 balanced | 2035 |  |  | 3213
PL00 | Hard coal old 2 | H2 balanced | 2035 |  |  | 2597
PL00 | Hard coal new | H2 balanced | 2035 |  |  | 1663
DE00 | Light oil | H2 balanced | 2035 |  |  | 745
UK00 | Light oil | H2 balanced | 2035 |  |  | 389
DKE1 | Light oil | H2 balanced | 2035 |  |  | 531
DKW1 | Light oil | H2 balanced | 2035 |  |  | 152
BE00 | Heavy oil old 1 | H2 balanced | 2035 |  |  | 140
DKE1 | Heavy oil old 1 | H2 balanced | 2035 |  |  | 65
UK00 | Gas conventional old 1 | H2 balanced | 2035 |  |  | 1234
DE00 | Gas conventional old 2 | H2 balanced | 2035 |  |  | 149
UK00 | Gas conventional old 2 | H2 balanced | 2035 |  |  | 2458
BE00 | Gas conventional old 2 | H2 balanced | 2035 |  |  | 828
LT00 | Gas conventional old 2 | H2 balanced | 2035 |  |  | 110
DE00 | Gas OCGT old | H2 balanced | 2035 |  |  | 23
UK00 | Gas OCGT old | H2 balanced | 2035 |  |  | 1209
NL00 | Gas OCGT old | H2 balanced | 2035 |  |  | 165
SE01 | Gas OCGT old | H2 balanced | 2035 |  |  | 97
DKE1 | Gas OCGT old | H2 balanced | 2035 |  |  | 128
DKW1 | Gas OCGT old | H2 balanced | 2035 |  |  | 420
FI00 | Gas OCGT old | H2 balanced | 2035 |  |  | 38
DE00 | Gas CCGT old 1 | H2 balanced | 2035 |  |  | 54
DKE1 | Gas CCGT old 1 | H2 balanced | 2035 |  |  | 38
DKW1 | Gas CCGT old 1 | H2 balanced | 2035 |  |  | 47
DE00 | Gas CCGT old 2 | H2 balanced | 2035 |  |  | 274
UK00 | Gas CCGT old 2 | H2 balanced | 2035 |  |  | 539
NL00 | Gas CCGT old 2 | H2 balanced | 2035 |  |  | 2073
DKW1 | Gas CCGT old 2 | H2 balanced | 2035 |  |  | 54
FI00 | Gas CCGT old 2 | H2 balanced | 2035 |  |  | 640 |  |  | According to unitdata_chp-units.xlsx this unit should be removed
DE00 | Gas CCGT present 1 | H2 balanced | 2035 |  |  | 869
FR00 | Gas CCGT present 1 | H2 balanced | 2035 |  |  | 792
UK00 | Gas CCGT present 1 | H2 balanced | 2035 |  |  | 13117
ES00 | Gas CCGT present 1 | H2 balanced | 2035 |  |  | 20518
FI00 | Gas CCGT present 1 | H2 balanced | 2035 |  |  | 234 |  |  | According to unitdata_chp-units.xlsx this unit should be removed
LV00 | Gas CCGT present 1 | H2 balanced | 2035 |  |  | 73 |  |  | According to balticData.xlsx this unit should be removed
DE00 | Gas CCGT present 2 | H2 balanced | 2035 |  |  | 12072
FR00 | Gas CCGT present 2 | H2 balanced | 2035 |  |  | 5347
UK00 | Gas CCGT present 2 | H2 balanced | 2035 |  |  | 408
NL00 | Gas CCGT present 2 | H2 balanced | 2035 |  |  | 3924
BE00 | Gas CCGT present 2 | H2 balanced | 2035 |  |  | 1732
LT00 | Gas CCGT present 2 | H2 balanced | 2035 |  |  | 403
DE00 | Gas OCGT new | H2 balanced | 2035 |  |  | 1467
FR00 | Gas OCGT new | H2 balanced | 2035 |  |  | 368
NL00 | Gas OCGT new | H2 balanced | 2035 |  |  | 232
BE00 | Gas OCGT new | H2 balanced | 2035 |  |  | 244
DKE1 | Gas OCGT new | H2 balanced | 2035 |  |  | 90
DKW1 | Gas OCGT new | H2 balanced | 2035 |  |  | 54
FI00 | Gas OCGT new | H2 balanced | 2035 |  |  | 87 |  |  | According to Finland_dheat_and_industry.xlsx this unit should be removed
DE00 | Gas CCGT new | H2 balanced | 2035 |  |  | 1507
UK00 | Gas CCGT new | H2 balanced | 2035 |  |  | 1030
PL00 | Gas CCGT new | H2 balanced | 2035 |  |  | 9642
BE00 | Gas CCGT new | H2 balanced | 2035 |  |  | 2368
LV00 | Gas CCGT new | H2 balanced | 2035 |  |  | 1004
UK00 | Gas CCGT CCS | H2 balanced | 2035 |  |  | 3270
DE00 | Other renewable | H2 balanced | 2035 | 23022.1725 |  | 9208.869 | industry | 13813.3035
FR00 | Other renewable | H2 balanced | 2035 | 6492.1236 |  | 2596.8494 | industry | 3895.2742
UK00 | Other renewable | H2 balanced | 2035 | 8207.2271 |  | 3282.8908 | industry | 4924.3362
ES00 | Other renewable | H2 balanced | 2035 | 4650.6724 |  | 1860.269 | industry | 2790.4034
PL00 | Other renewable | H2 balanced | 2035 | 5868.4496 |  | 2347.3798 | industry | 3521.0698
NL00 | Other renewable | H2 balanced | 2035 | 1115.6237 |  | 446.2495 | industry | 669.3742
BE00 | Other renewable | H2 balanced | 2035 | 1653.2737 |  | 661.3095 | industry | 991.9642
SE01 | Other renewable | H2 balanced | 2035 | 534.9617 |  | 213.9847 | industry | 320.977
SE02 | Other renewable | H2 balanced | 2035 | 2000.058 |  | 800.0232 | industry | 1200.0348
SE03 | Other renewable | H2 balanced | 2035 | 6865.7904 |  | 2746.3161 | industry | 4119.4742
SE04 | Other renewable | H2 balanced | 2035 | 1876.3985 |  | 750.5594 | industry | 1125.8391
DKW1 | Other renewable | H2 balanced | 2035 | 18.8177 |  | 7.5271 | industry | 11.2906
FI00 | Other renewable | H2 balanced | 2035 | 7056.6561 |  | 2822.6624 | industry | 4233.9937
LT00 | Other renewable | H2 balanced | 2035 | 564.5325 |  | 225.813 | industry | 338.7195
LV00 | Other renewable | H2 balanced | 2035 | 427.4317 |  | 170.9727 | industry | 256.459
EE00 | Other renewable | H2 balanced | 2035 | 451.626 |  | 180.6504 | industry | 270.9756
DE00 | Other non-renewable | H2 balanced | 2035 | 12970.806 |  | 5188.3224 | industry | 7782.4836
FR00 | Other non-renewable | H2 balanced | 2035 | 6989.4498 |  | 2795.7799 | industry | 4193.6699
UK00 | Other non-renewable | H2 balanced | 2035 | 46670.7072 |  | 18668.2829 | industry | 28002.4243
ES00 | Other non-renewable | H2 balanced | 2035 | 10699.2348 |  | 4279.6939 | industry | 6419.5409
PL00 | Other non-renewable | H2 balanced | 2035 | 12575.6332 |  | 5030.2533 | industry | 7545.3799
NL00 | Other non-renewable | H2 balanced | 2035 | 9849.7478 |  | 3939.8991 | industry | 5909.8487
BE00 | Other non-renewable | H2 balanced | 2035 | 4285.0704 |  | 1714.0282 | industry | 2571.0422
FI00 | Other non-renewable | H2 balanced | 2035 | 357.5372 |  | 143.0149 | industry | 214.5223
NOM1 | Other non-renewable | H2 balanced | 2035 | 53.765 |  | 21.506 | industry | 32.259
NON1 | Other non-renewable | H2 balanced | 2035 | 524.2087 |  | 209.6835 | industry | 314.5252
NOS0 | Other non-renewable | H2 balanced | 2035 | 134.4125 |  | 53.765 | industry | 80.6475
LT00 | Other non-renewable | H2 balanced | 2035 | 287.6427 |  | 115.0571 | industry | 172.5856
EE00 | Other non-renewable | H2 balanced | 2035 | 362.9137 |  | 145.1655 | industry | 217.7482
DE00 | Reservoir | H2 balanced | 2035 |  |  | 1296.6278
FR00 | Reservoir | H2 balanced | 2035 |  |  | 8000 |  |  | Generation in Spain excludes Balearic islands
ES00 | Reservoir | H2 balanced | 2035 |  |  | 6426.351
PL00 | Reservoir | H2 balanced | 2035 |  |  | 198.3
SE01 | Reservoir | H2 balanced | 2035 |  |  | 5315
SE02 | Reservoir | H2 balanced | 2035 |  |  | 6795
SE03 | Reservoir | H2 balanced | 2035 |  |  | 1972
SE04 | Reservoir | H2 balanced | 2035 |  |  | 237
FI00 | Reservoir | H2 balanced | 2035 |  |  | 2400
DE00 | Run-of-River | H2 balanced | 2035 |  |  | 4036
FR00 | Run-of-River | H2 balanced | 2035 |  |  | 13600
UK00 | Run-of-River | H2 balanced | 2035 |  |  | 1938.102 |  |  | Generation in Spain excludes Balearic islands
ES00 | Run-of-River | H2 balanced | 2035 |  |  | 3500
PL00 | Run-of-River | H2 balanced | 2035 |  |  | 536.5
NL00 | Run-of-River | H2 balanced | 2035 |  |  | 43
BE00 | Run-of-River | H2 balanced | 2035 |  |  | 134.25
LT00 | Run-of-River | H2 balanced | 2035 |  |  | 128
LV00 | Run-of-River | H2 balanced | 2035 |  |  | 1608.1351
DE00 | PS Closed Turbine | H2 balanced | 2035 |  |  | 8393
FR00 | PS Closed Turbine | H2 balanced | 2035 |  |  | 1800
UK00 | PS Closed Turbine | H2 balanced | 2035 |  |  | 2954 |  |  | Generation in Spain excludes Balearic islands
ES00 | PS Closed Turbine | H2 balanced | 2035 |  |  | 4212
PL00 | PS Closed Turbine | H2 balanced | 2035 |  |  | 1323.1
BE00 | PS Closed Turbine | H2 balanced | 2035 |  |  | 1395
LT00 | PS Closed Turbine | H2 balanced | 2035 |  |  | 900
DE00 | PS Open turbine | H2 balanced | 2035 |  |  | 1457.7049
FR00 | PS Open turbine | H2 balanced | 2035 |  |  | 1700 |  |  | Generation in Spain excludes Balearic islands
ES00 | PS Open turbine | H2 balanced | 2035 |  |  | 1744.124
PL00 | PS Open turbine | H2 balanced | 2035 |  |  | 150
DE00 | DR cutoff tier 1 | H2 balanced | 2035 |  |  | 1500 |  |  | DR values are moved from additional-units-conventional.xlsx
FR00 | DR cutoff tier 1 | H2 balanced | 2035 |  |  | 1500
UK00 | DR cutoff tier 1 | H2 balanced | 2035 |  |  | 800
SE03 | DR cutoff tier 1 | H2 balanced | 2035 |  |  | 400
FI00 | DR cutoff tier 1 | H2 balanced | 2035 |  |  | 300
NON1 | DR cutoff tier 1 | H2 balanced | 2035 |  |  | 100
NOS0 | DR cutoff tier 1 | H2 balanced | 2035 |  |  | 400
FI00 | DR cutoff tier 2 | H2 balanced | 2035 |  |  | 300
FI00 | DR upwards 1 | H2 balanced | 2035 | 100
FI00 | DR upwards 2 | H2 balanced | 2035 | 100

## unitdata_DH
Country | Generator_ID | unit_name_prefix | Scenario | Year | capacity_input1 | node_suffix_input1 | capacity_output1 | node_suffix_output1 | capacity_output2 | node_suffix_output2 | cb | cv | eff00 | eff01 | Note
DE00 | Gas CCGT CHP |  | H2 balanced | 2035 |  |  | 7929 |  | 7929
DE00 | Coal CHP |  | H2 balanced | 2035 |  |  | 3750 |  | 7512
DE00 | Waste CHP |  | H2 balanced | 2035 |  |  | 300 |  | 900
DE00 | Gas HOB |  | H2 balanced | 2035 |  |  | 23300
DKE1 | Gas CCGT CHP |  | H2 balanced | 2035 |  |  | 967 |  | 967
DKE1 | Coal CHP |  | H2 balanced | 2035 |  |  | 600 |  | 1166
DKE1 | Bio CHP |  | H2 balanced | 2035 |  |  | 900 |  | 1800
DKE1 | Waste CHP |  | H2 balanced | 2035 |  |  | 300 |  | 600
DKE1 | Gas HOB |  | H2 balanced | 2035 |  |  | 2600
DKE1 | Oil HOB |  | H2 balanced | 2035 |  |  | 1300
DKE1 | Bio HOB |  | H2 balanced | 2035 |  |  | 820
PL00 | Gas CCGT CHP |  | H2 balanced | 2035 |  |  | 960 |  | 960
PL00 | Coal CHP |  | H2 balanced | 2035 |  |  | 5300 |  | 10650
PL00 | Gas HOB |  | H2 balanced | 2035 |  |  | 11000
PL00 | Oil HOB |  | H2 balanced | 2035 |  |  | 22000
SE02 | Waste CHP |  | H2 balanced | 2035 |  |  | 70 |  | 140
SE02 | Bio CHP |  | H2 balanced | 2035 |  |  | 135 |  | 270
SE02 | Bio HOB |  | H2 balanced | 2035 |  |  | 550
SE02 | Oil HOB |  | H2 balanced | 2035 |  |  | 1200
SE03 | Ground source heat pump |  | H2 balanced | 2035 |  |  | 700
SE03 | Waste CHP |  | H2 balanced | 2035 |  |  | 200 |  | 400
SE03 | Bio CHP |  | H2 balanced | 2035 |  |  | 1020 |  | 2045
SE03 | Coal CHP |  | H2 balanced | 2035 |  |  | 289 |  | 578
SE03 | Bio HOB |  | H2 balanced | 2035 |  |  | 4158
SE03 | Oil HOB |  | H2 balanced | 2035 |  |  | 12000
SE04 | Waste CHP |  | H2 balanced | 2035 |  |  | 80 |  | 160
SE04 | Bio CHP |  | H2 balanced | 2035 |  |  | 360 |  | 720
SE04 | Bio HOB |  | H2 balanced | 2035 |  |  | 1200
SE04 | Oil HOB |  | H2 balanced | 2035 |  |  | 2500
DKE1 | Heat storage discharger |  | H2 balanced | 2035 |  |  | 374
DKE1 | Heat storage charger |  | H2 balanced | 2035 |  |  | 374
SE02 | Heat storage discharger |  | H2 balanced | 2035 |  |  | 98
SE02 | Heat storage charger |  | H2 balanced | 2035 |  |  | 98
SE03 | Heat storage discharger |  | H2 balanced | 2035 |  |  | 760
SE03 | Heat storage charger |  | H2 balanced | 2035 |  |  | 760
SE04 | Heat storage discharger |  | H2 balanced | 2035 |  |  | 224
SE04 | Heat storage charger |  | H2 balanced | 2035 |  |  | 224
DE00 | Heat storage discharger |  | H2 balanced | 2035 |  |  | 1998
DE00 | Heat storage charger |  | H2 balanced | 2035 |  |  | 1998
PL00 | Heat storage discharger |  | H2 balanced | 2035 |  |  | 2120
PL00 | Heat storage charger |  | H2 balanced | 2035 |  |  | 2120
FI00 | Oil HOB | HKI | H2 balanced | 2035 |  |  | 671 | HKI | 0
FI00 | Gas HOB | HKI | H2 balanced | 2035 |  |  | 912 | HKI | 0
FI00 | Bio HOB | HKI | H2 balanced | 2035 |  |  | 527 | HKI | 0
FI00 | Ground source heat pump | HKI | H2 balanced | 2035 |  |  | 343.2 | HKI | 0
FI00 | Gas CCGT CHP | HKI | H2 balanced | 2035 | 1343 |  | 630 |  | 587 | HKI | 1.0733 |  | 0.90618 | 0.90618
FI00 | Electric boiler | HKI | H2 balanced | 2035 |  |  | 540 | HKI | 0
FI00 | Heat storage charger | HKI | H2 balanced | 2035 |  | HKI | 340 | HKI | 0
FI00 | Heat storage discharger | HKI | H2 balanced | 2035 |  | HKI | 340 | HKI | 0
FI00 | Large heat storage charger | HKI | H2 balanced | 2035 |  | HKI | 120 | HKI | 0
FI00 | Large heat storage discharger | HKI | H2 balanced | 2035 |  | HKI | 120 | HKI | 0
FI00 | Bio HOB | ESP | H2 balanced | 2035 |  |  | 139 | ESP | 0
FI00 | Gas HOB | ESP | H2 balanced | 2035 |  |  | 757.4 | ESP | 0
FI00 | Oil HOB | ESP | H2 balanced | 2035 |  |  | 88 | ESP | 0
FI00 | Ground source heat pump | ESP | H2 balanced | 2035 |  |  | 295 | ESP | 0
FI00 | Gas CCGT CHP | ESP | H2 balanced | 2035 | 498 |  | 234 |  | 213 | ESP | 1.0986 |  | 0.89759 | 0.89759
FI00 | Gas OCGT CHP | ESP | H2 balanced | 2035 | 132 |  | 49 |  | 80 | ESP | 0.6125 |  | 0.97727 | 0.97727
FI00 | Electric boiler | ESP | H2 balanced | 2035 |  |  | 150 | ESP | 0
FI00 | Heat storage charger | ESP | H2 balanced | 2035 |  | ESP | 280 | ESP | 0
FI00 | Heat storage discharger | ESP | H2 balanced | 2035 |  | ESP | 280 | ESP | 0
FI00 | Gas HOB | VAN | H2 balanced | 2035 |  |  | 427 | VAN | 0
FI00 | Oil HOB | VAN | H2 balanced | 2035 |  |  | 92 | VAN | 0
FI00 | Waste HOB | VAN | H2 balanced | 2035 |  |  | 80 | VAN | 0
FI00 | Gas CCGT CHP | VAN | H2 balanced | 2035 | 220 |  | 88 |  | 90 | VAN | 0.97778 |  | 0.80909 | 0.80909
FI00 | Bio CHP | VAN | H2 balanced | 2035 | 120 |  | 28 |  | 105 | VAN | 0.26667 |  | 1.1083 | 1.1083
FI00 | Waste CHP | VAN | H2 balanced | 2035 | 202 |  | 76.4 |  | 147 | VAN | 0.51973 |  | 1.1059 | 1.1059
FI00 | Electric boiler | VAN | H2 balanced | 2035 |  |  | 180 | VAN | 0
FI00 | Ground source heat pump | VAN | H2 balanced | 2035 |  |  | 35 | VAN | 0
FI00 | Bio HOB | VAN | H2 balanced | 2035 |  |  | 23 | VAN | 0
FI00 | Heat storage charger | VAN | H2 balanced | 2035 |  | VAN | 180 | VAN | 0
FI00 | Heat storage discharger | VAN | H2 balanced | 2035 |  | VAN | 180 | VAN | 0
FI00 | Seasonal heat storage charger | VAN | H2 balanced | 2035 |  | VAN | 200 | VAN | 0
FI00 | Seasonal heat storage discharger | VAN | H2 balanced | 2035 |  | VAN | 200 | VAN | 0
FI00 | Gas HOB | TRE | H2 balanced | 2035 |  |  | 235 | TRE | 0
FI00 | Oil HOB | TRE | H2 balanced | 2035 |  |  | 305 | TRE | 0
FI00 | Bio HOB | TRE | H2 balanced | 2035 |  |  | 92 | TRE | 0
FI00 | Electric boiler | TRE | H2 balanced | 2035 |  |  | 145 | TRE | 0
FI00 | Bio CHP | TRE | H2 balanced | 2035 | 210 |  | 55 |  | 160 | TRE | 0.34375 |  | 1.0238 | 1.0238
FI00 | Gas CCGT CHP | TRE | H2 balanced | 2035 | 336 |  | 147 |  | 170 | TRE | 0.86471 |  | 0.94345 | 0.94345
FI00 | Waste CHP | TRE | H2 balanced | 2035 | 66 |  | 12 |  | 46 | TRE | 0.26087 |  | 0.87879 | 0.87879
FI00 | Heat storage charger | TRE | H2 balanced | 2035 |  | TRE | 100 | TRE | 0
FI00 | Heat storage discharger | TRE | H2 balanced | 2035 |  | TRE | 100 | TRE | 0
FI00 | Oil HOB | OUL | H2 balanced | 2035 |  |  | 348 | OUL | 0
FI00 | Electric boiler | OUL | H2 balanced | 2035 |  |  | 140 | OUL | 0
FI00 | Ground source heat pump | OUL | H2 balanced | 2035 |  |  | 2.1 | OUL | 0
FI00 | Bio CHP | OUL | H2 balanced | 2035 | 530 |  | 152 |  | 395 | OUL | 0.38481 |  | 1.0321 | 1.0321
FI00 | Large heat storage charger | OUL | H2 balanced | 2035 |  | OUL | 80 | OUL | 0
FI00 | Large heat storage discharger | OUL | H2 balanced | 2035 |  | OUL | 80 | OUL | 0
FI00 | Heat storage charger | OUL | H2 balanced | 2035 |  | OUL | 55 | OUL | 0
FI00 | Heat storage discharger | OUL | H2 balanced | 2035 |  | OUL | 55 | OUL | 0
FI00 | Oil HOB | TKU | H2 balanced | 2035 |  |  | 624 | TKU | 0
FI00 | Ground source heat pump | TKU | H2 balanced | 2035 |  |  | 64.4 | TKU | 0
FI00 | Bio HOB | TKU | H2 balanced | 2035 |  |  | 106.8 | TKU | 0
FI00 | Bio CHP | TKU | H2 balanced | 2035 | 424 |  | 160 |  | 260 | TKU | 0.61538 |  | 0.99057 | 0.99057
FI00 | Electric boiler | TKU | H2 balanced | 2035 |  |  | 50 | TKU | 0
FI00 | Heat storage charger | TKU | H2 balanced | 2035 |  | TKU | 75 | TKU | 0
FI00 | Heat storage discharger | TKU | H2 balanced | 2035 |  | TKU | 75 | TKU | 0
FI00 | Bio HOB | JKL | H2 balanced | 2035 |  |  | 26.8 | JKL | 0
FI00 | Gas HOB | JKL | H2 balanced | 2035 |  |  | 3.1 | JKL | 0
FI00 | Oil HOB | JKL | H2 balanced | 2035 |  |  | 200 | JKL | 0
FI00 | Bio CHP | JKL | H2 balanced | 2035 | 790 |  | 250 |  | 435 | JKL | 0.57471 |  | 0.86709 | 0.86709
FI00 | Ground source heat pump | JKL | H2 balanced | 2035 |  |  | 45 | JKL | 0
FI00 | Electric boiler | JKL | H2 balanced | 2035 |  |  | 120 | JKL | 0
FI00 | Heat storage charger | JKL | H2 balanced | 2035 |  | JKL | 80 | JKL | 0
FI00 | Heat storage discharger | JKL | H2 balanced | 2035 |  | JKL | 80 | JKL | 0
FI00 | Oil HOB | ROF | H2 balanced | 2035 |  |  | 3520.3 | ROF | 0
FI00 | Waste HOB | ROF | H2 balanced | 2035 |  |  | 10 | ROF | 0
FI00 | Bio HOB | ROF | H2 balanced | 2035 |  |  | 2701.9 | ROF | 0
FI00 | Bio CHP | ROF | H2 balanced | 2035 |  |  | 1426.6 |  | 3099.3 | ROF | 0.4603
FI00 | Gas HOB | ROF | H2 balanced | 2035 |  |  | 1850 | ROF | 0
FI00 | Ground source heat pump | ROF | H2 balanced | 2035 |  |  | 148.8 | ROF | 0
FI00 | Gas CCGT CHP | ROF | H2 balanced | 2035 |  |  | 211.3 |  | 356.6 | ROF | 0.59254
FI00 | Waste CHP | ROF | H2 balanced | 2035 |  |  | 113.2 |  | 345 | ROF | 0.32812
FI00 | Electric boiler | ROF | H2 balanced | 2035 |  |  | 1042.9 | ROF | 0
FI00 | Heat storage charger | ROF | H2 balanced | 2035 |  | ROF | 625.5 | ROF | 0
FI00 | Heat storage discharger | ROF | H2 balanced | 2035 |  | ROF | 625.5 | ROF | 0
FI00 | Large heat storage charger | ROF | H2 balanced | 2035 |  | ROF | 170 | ROF | 0
FI00 | Large heat storage discharger | ROF | H2 balanced | 2035 |  | ROF | 170 | ROF | 0
LV00 | Bio CHP |  | H2 balanced | 2035 |  |  | 136 |  | 907.1 |  | 0.14993
LV00 | Gas CCGT CHP |  | H2 balanced | 2035 |  |  | 1185.5 |  | 1055.8 |  | 1.1228
LV00 | Waste CHP |  | H2 balanced | 2035 |  |  | 7 |  | 28 |  | 0.25
LV00 | Bio HOB |  | H2 balanced | 2035 |  |  | 1279.8 |  | 0
LV00 | Gas HOB |  | H2 balanced | 2035 |  |  | 1925.9 |  | 0
LV00 | Oil HOB |  | H2 balanced | 2035 |  |  | 8.55 |  | 0
LV00 | Heat storage discharger |  | H2 balanced | 2035 |  |  | 210 |  | 0
LV00 | Heat storage charger |  | H2 balanced | 2035 |  |  | 210 |  | 0
LT00 | Bio CHP |  | H2 balanced | 2035 |  |  | 134.3292 |  | 495.1845 |  | 0.27127
LT00 | Gas CCGT CHP |  | H2 balanced | 2035 |  |  | 680.1276 |  | 1046.6 |  | 0.64984
LT00 | Waste CHP |  | H2 balanced | 2035 |  |  | 62.13 |  | 184.6155 |  | 0.33654
LT00 | Bio HOB |  | H2 balanced | 2035 |  |  | 1559 |  | 0
LT00 | Gas HOB |  | H2 balanced | 2035 |  |  | 6437 |  | 0
LT00 | Heat storage discharger |  | H2 balanced | 2035 |  |  | 156 |  | 0
LT00 | Heat storage charger |  | H2 balanced | 2035 |  |  | 156 |  | 0
EE00 | Bio CHP |  | H2 balanced | 2035 |  |  | 127.3 |  | 400.5 |  | 0.31785
EE00 | Gas CCGT CHP |  | H2 balanced | 2035 |  |  | 116 |  | 408 |  | 0.28431
EE00 | Oil shale CHP |  | H2 balanced | 2035 |  |  | 215 |  | 160 |  | 1.3438
EE00 | Waste CHP |  | H2 balanced | 2035 |  |  | 19.3 |  | 80 |  | 0.24125
EE00 | Bio HOB |  | H2 balanced | 2035 |  |  | 1190.209 |  | 0
EE00 | Gas HOB |  | H2 balanced | 2035 |  |  | 742.905 |  | 0
EE00 | Oil HOB |  | H2 balanced | 2035 |  |  | 1092 |  | 0
EE00 | Heat storage discharger |  | H2 balanced | 2035 |  |  | 96 |  | 0
EE00 | Heat storage charger |  | H2 balanced | 2035 |  |  | 96 |  | 0

## storagedata
Country | Grid | Node_suffix | Scenario | Year | upwardLimit | reference | balancePenalty | selfDischargeLoss | maxSpill
DE00 | elec |  | H2 balanced | 1 |  |  | 3000
FR00 | elec |  | H2 balanced | 1 |  |  | 3000
UK00 | elec |  | H2 balanced | 1 |  |  | 3000
ES00 | elec |  | H2 balanced | 1 |  |  | 3000
PL00 | elec |  | H2 balanced | 1 |  |  | 3000
NL00 | elec |  | H2 balanced | 1 |  |  | 3000
BE00 | elec |  | H2 balanced | 1 |  |  | 3000
SE01 | elec |  | H2 balanced | 1 |  |  | 3000
SE02 | elec |  | H2 balanced | 1 |  |  | 3000
SE03 | elec |  | H2 balanced | 1 |  |  | 3000
SE04 | elec |  | H2 balanced | 1 |  |  | 3000
NON1 | elec |  | H2 balanced | 1 |  |  | 3000
NOM1 | elec |  | H2 balanced | 1 |  |  | 3000
NOS0 | elec |  | H2 balanced | 1 |  |  | 3000
DKW1 | elec |  | H2 balanced | 1 |  |  | 3000
DKE1 | elec |  | H2 balanced | 1 |  |  | 3000
LT00 | elec |  | H2 balanced | 1 |  |  | 3000
LV00 | elec |  | H2 balanced | 1 |  |  | 3000
EE00 | elec |  | H2 balanced | 1 |  |  | 3000
DE00 | hydrogen |  | H2 balanced | 1 |  |  | 120
FR00 | hydrogen |  | H2 balanced | 1 |  |  | 120
UK00 | hydrogen |  | H2 balanced | 1 |  |  | 120
ES00 | hydrogen |  | H2 balanced | 1 |  |  | 120
PL00 | hydrogen |  | H2 balanced | 1 |  |  | 120
NL00 | hydrogen |  | H2 balanced | 1 |  |  | 120
BE00 | hydrogen |  | H2 balanced | 1 |  |  | 120
SE01 | hydrogen |  | H2 balanced | 1 |  |  | 120
SE02 | hydrogen |  | H2 balanced | 1 |  |  | 120
SE03 | hydrogen |  | H2 balanced | 1 |  |  | 120
SE04 | hydrogen |  | H2 balanced | 1 |  |  | 120
DKW1 | hydrogen |  | H2 balanced | 1 |  |  | 120
DKE1 | hydrogen |  | H2 balanced | 1 |  |  | 120
FI00 | hydrogen |  | H2 balanced | 1 |  |  | 120
LT00 | hydrogen |  | H2 balanced | 1 |  |  | 120
LV00 | hydrogen |  | H2 balanced | 1 |  |  | 120
EE00 | hydrogen |  | H2 balanced | 1 |  |  | 120
BE00 | ror |  | all | 1 | 400 | 0 | 5000 |  | 10000
DE00 | ror |  | all | 1 | 12100 | 0 | 5000 |  | 10000
ES00 | ror |  | all | 1 | 10500 | 0 | 5000 |  | 10000
FR00 | ror |  | all | 1 | 81600 | 0 | 5000 |  | 10000
LT00 | ror |  | all | 1 | 380 | 0 | 5000 |  | 10000
LV00 | ror |  | all | 1 | 16000 | 0 | 5000 |  | 10000
NL00 | ror |  | all | 1 | 130 | 0 | 5000 |  | 10000
PL00 | ror |  | all | 1 | 1610 | 0 | 5000 |  | 10000
UK00 | ror |  | all | 1 | 5810 | 0 | 5000 |  | 10000
FI00 | reservoir |  | all | 1 | 0 | 3300000 | 5000 |  | 20000
NOS0 | psOpen |  | all | 1 | 0 | 35000000 | 5000 |  | 20000
NOM1 | psOpen |  | all | 1 | 0 | 5500000 | 5000 |  | 20000
NON1 | psOpen |  | all | 1 | 0 | 12000000 | 5000 |  | 20000
SE01 | reservoir |  | all | 1 | 0 | 8500000 | 5000 |  | 20000
SE02 | reservoir |  | all | 1 | 0 | 13000000 | 5000 |  | 20000
SE03 | reservoir |  | all | 1 | 0 | 1800000 | 5000 |  | 20000
SE04 | reservoir |  | all | 1 | 0 | 0 | 5000 |  | 20000
FR00 | reservoir |  | all | 1 | 0 | 0 | 5000 |  | 20000
DE00 | psOpen |  | all | 1 | #VALUE! | 0 | 5000 |  | 40000
ES00 | psOpen |  | all | 1 | 0 | 0 | 5000 |  | 40000
FR00 | psOpen |  | all | 1 | 0 | 0 | 5000 |  | 40000
PL00 | psOpen |  | all | 1 | 0 | 0 | 5000 |  | 20000
DE00 | reservoir |  | all | 1 | 131678 | 0 | 5000 |  | 20000
ES00 | reservoir |  | all | 1 | 0 | 0 | 5000 |  | 20000
PL00 | reservoir |  | all | 1 | 45688 | 0 | 5000 |  | 20000
BE00 | psClosed |  | all | 1 | 5300
DE00 | psClosed |  | all | 1 | 355000
ES00 | psClosed |  | all | 1 | 95400
FR00 | psClosed |  | all | 1 | 10000
LT00 | psClosed |  | all | 1 | 10590
PL00 | psClosed |  | all | 1 | 6340
UK00 | psClosed |  | all | 1 | 26700
DE00 | dheat |  | all | 1 | 0 | 0 | 4000 |  | 1634
PL00 | dheat |  | all | 1 | 0 | 0 | 4000 |  | 1162
DKE1 | dheat |  | all | 1 | 0 | 0 | 4000 |  | 453
FI00 | dheat | ESP | all | 1 | 0 | 0 | 4000 |  | 29
FI00 | dheat | ROF | all | 1 | 0 | 0 | 4000 |  | 389
FI00 | dheat | HKI | all | 1 | 0 | 0 | 4000 |  | 59
FI00 | dheat | JKL | all | 1 | 0 | 0 | 4000 |  | 44
FI00 | dheat | OUL | all | 1 | 0 | 0 | 4000 |  | 35
SE02 | dheat |  | all | 1 | 0 | 0 | 4000 |  | 41
SE03 | dheat |  | all | 1 | 0 | 0 | 4000 |  | 302
SE04 | dheat |  | all | 1 | 0 | 0 | 4000 |  | 88
FI00 | dheat | TRE | all | 1 | 0 | 0 | 4000 |  | 32
FI00 | dheat | TKU | all | 1 | 0 | 0 | 4000 |  | 43
FI00 | dheat | VAN | all | 1 | 0 | 0 | 4000 |  | 34
BE00 | steam | industry | all | 1 |  |  | 4000
DE00 | steam | industry | all | 1 |  |  | 4000
DKE1 | steam | industry | all | 1 |  |  | 4000
DKW1 | steam | industry | all | 1 |  |  | 4000
EE00 | steam | industry | all | 1 |  |  | 4000
ES00 | steam | industry | all | 1 |  |  | 4000
FI00 | steam | industry | all | 1 |  |  | 4000
FR00 | steam | industry | all | 1 |  |  | 4000
LT00 | steam | industry | all | 1 |  |  | 4000
LV00 | steam | industry | all | 1 |  |  | 4000
NL00 | steam | industry | all | 1 |  |  | 4000
NOM1 | steam | industry | all | 1 |  |  | 4000
NON1 | steam | industry | all | 1 |  |  | 4000
NOS0 | steam | industry | all | 1 |  |  | 4000
PL00 | steam | industry | all | 1 |  |  | 4000
SE01 | steam | industry | all | 1 |  |  | 4000
SE02 | steam | industry | all | 1 |  |  | 4000
SE03 | steam | industry | all | 1 |  |  | 4000
SE04 | steam | industry | all | 1 |  |  | 4000
UK00 | steam | industry | all | 1 |  |  | 4000

## p_userconstraint
To be manually coppied to p_userconstraint sheet in inputData.xlsx | [7 empty] | To be manually coppied to group sheet in inputData.xlsx
group | 1st dimension | 2nd dimension | 3rd dimension | 4th dimension | parameter | value |  | group
UC_FI00_reservoir | reservoir | FI00_reservoir | FI00_reservoirTurbine | - | v_gen | -1 |  | ETS_CO2
UC_FI00_reservoir | - | - | - | - | GT | -1 |  | UC_FI00_reservoir
UC_FI00_reservoir | userconstraintRHS | - | - | - | ts_groupPolicy | 1 |  | UC_NOM1_psOpen
UC_NOS0_psOpen | psOpen | NOS0_psOpen | NOS0_psopenturbine | - | v_gen | -1 |  | UC_NON1_psOpen
UC_NOS0_psOpen | - | - | - | - | GT | -1 |  | UC_NOS0_psOpen
UC_NOS0_psOpen | userconstraintRHS | - | - | - | ts_groupPolicy | 1 |  | UC_SE01_reservoir
UC_NOM1_psOpen | psOpen | NOM1_psOpen | NOM1_psopenturbine | - | v_gen | -1 |  | UC_SE02_reservoir
UC_NOM1_psOpen | - | - | - | - | GT | -1 |  | UC_SE03_reservoir
UC_NOM1_psOpen | userconstraintRHS | - | - | - | ts_groupPolicy | 1 |  | UC_SE04_reservoir
UC_NON1_psOpen | psOpen | NON1_psOpen | NON1_psopenturbine | - | v_gen | -1 |  | UC_BE00_ror
UC_NON1_psOpen | - | - | - | - | GT | -1 |  | UC_DE00_ror
UC_NON1_psOpen | userconstraintRHS | - | - | - | ts_groupPolicy | 1 |  | UC_ES00_ror
UC_SE01_reservoir | reservoir | SE01_reservoir | SE01_reservoirTurbine | - | v_gen | -1 |  | UC_FR00_ror
UC_SE01_reservoir | - | - | - | - | GT | -1 |  | UC_LT00_ror
UC_SE01_reservoir | userconstraintRHS | - | - | - | ts_groupPolicy | 1 |  | UC_LV00_ror
UC_SE02_reservoir | reservoir | SE02_reservoir | SE02_reservoirTurbine | - | v_gen | -1 |  | UC_PL00_ror
UC_SE02_reservoir | - | - | - | - | GT | -1 |  | UC_NL00_ror
UC_SE02_reservoir | userconstraintRHS | - | - | - | ts_groupPolicy | 1 |  | UC_UK00_ror
UC_SE03_reservoir | reservoir | SE03_reservoir | SE03_reservoirTurbine | - | v_gen | -1 |  | UC_DE00_reservoir
UC_SE03_reservoir | - | - | - | - | GT | -1 |  | UC_ES00_reservoir
UC_SE03_reservoir | userconstraintRHS | - | - | - | ts_groupPolicy | 1 |  | UC_FR00_reservoir
UC_SE04_reservoir | reservoir | SE04_reservoir | SE04_reservoirTurbine | - | v_gen | -1 |  | UC_PL00_reservoir
UC_SE04_reservoir | - | - | - | - | GT | -1
UC_SE04_reservoir | userconstraintRHS | - | - | - | ts_groupPolicy | 1
UC_BE00_ror | elec | BE00_elec | BE00_rorTurbine | - | v_gen | 1
UC_BE00_ror | - | - | - | - | GT | TRUE
UC_BE00_ror | - | - | - | - | constant | 18.5474
UC_DE00_ror | elec | DE00_elec | DE00_rorTurbine | - | v_gen | 1
UC_DE00_ror | - | - | - | - | GT | TRUE
UC_DE00_ror | - | - | - | - | constant | 678.3746
UC_ES00_ror | elec | ES00_elec | ES00_rorTurbine | - | v_gen | 1
UC_ES00_ror | - | - | - | - | GT | TRUE
UC_ES00_ror | - | - | - | - | constant | 421.4492
UC_FR00_ror | elec | FR00_elec | FR00_rorTurbine | - | v_gen | 1
UC_FR00_ror | - | - | - | - | GT | TRUE
UC_FR00_ror | - | - | - | - | constant | 1867.6221
UC_LT00_ror | elec | LT00_elec | LT00_rorTurbine | - | v_gen | 1
UC_LT00_ror | - | - | - | - | GT | TRUE
UC_LT00_ror | - | - | - | - | constant | 34.4242
UC_LV00_ror | elec | LV00_elec | LV00_rorTurbine | - | v_gen | 1
UC_LV00_ror | - | - | - | - | GT | TRUE
UC_LV00_ror | - | - | - | - | constant | 37.6483
UC_PL00_ror | elec | PL00_elec | PL00_rorTurbine | - | v_gen | 1
UC_PL00_ror | - | - | - | - | GT | TRUE
UC_PL00_ror | - | - | - | - | constant | 47.8907
UC_NL00_ror | elec | NL00_elec | NL00_rorTurbine | - | v_gen | 1
UC_NL00_ror | - | - | - | - | GT | TRUE
UC_NL00_ror | - | - | - | - | constant | 3.625
UC_UK00_ror | elec | UK00_elec | UK00_rorTurbine | - | v_gen | 1
UC_UK00_ror | - | - | - | - | GT | TRUE
UC_UK00_ror | - | - | - | - | constant | 159.8384
UC_DE00_reservoir | elec | DE00_elec | DE00_reservoirTurbine | - | v_gen | 1
UC_DE00_reservoir | - | - | - | - | GT | TRUE
UC_DE00_reservoir | - | - | - | - | constant | 34.7467
UC_ES00_reservoir | elec | ES00_elec | ES00_reservoirTurbine | - | v_gen | 1
UC_ES00_reservoir | - | - | - | - | GT | TRUE
UC_ES00_reservoir | - | - | - | - | constant | 687.6473
UC_FR00_reservoir | elec | FR00_elec | FR00_reservoirTurbine | - | v_gen | 1
UC_FR00_reservoir | - | - | - | - | GT | TRUE
UC_FR00_reservoir | - | - | - | - | constant | 580.0691
UC_PL00_reservoir | elec | PL00_elec | PL00_reservoirTurbine | - | v_gen | 1
UC_PL00_reservoir | - | - | - | - | GT | TRUE
UC_PL00_reservoir | - | - | - | - | constant | 10.2991
The following should be equivalent to rows 2-25, but for some reason do not work
UC_FI00_reservoir | elec | FI00_elec | FI00_reservoirTurbine | - | v_gen | 1
UC_FI00_reservoir | - | - | - | - | GT | TRUE
UC_FI00_reservoir | userconstraintRHS | - | - | - | ts_groupPolicy | 1
UC_NOS0_psOpen | elec | NOS0_elec | NOS0_psopenturbine | - | v_gen | 1
UC_NOS0_psOpen | - | - | - | - | GT | TRUE
UC_NOS0_psOpen | userconstraintRHS | - | - | - | ts_groupPolicy | 1
UC_NOM1_psOpen | elec | NOM1_elec | NOM1_psopenturbine | - | v_gen | 1
UC_NOM1_psOpen | - | - | - | - | GT | TRUE
UC_NOM1_psOpen | userconstraintRHS | - | - | - | ts_groupPolicy | 1
UC_NON1_psOpen | elec | NON1_elec | NON1_psopenturbine | - | v_gen | 1
UC_NON1_psOpen | - | - | - | - | GT | TRUE
UC_NON1_psOpen | userconstraintRHS | - | - | - | ts_groupPolicy | 1
UC_SE01_reservoir | elec | SE01_elec | SE01_reservoirTurbine | - | v_gen | 1
UC_SE01_reservoir | - | - | - | - | GT | TRUE
UC_SE01_reservoir | userconstraintRHS | - | - | - | ts_groupPolicy | 1
UC_SE02_reservoir | elec | SE02_elec | SE02_reservoirTurbine | - | v_gen | 1
UC_SE02_reservoir | - | - | - | - | GT | TRUE
UC_SE02_reservoir | userconstraintRHS | - | - | - | ts_groupPolicy | 1
UC_SE03_reservoir | elec | SE03_elec | SE03_reservoirTurbine | - | v_gen | 1
UC_SE03_reservoir | - | - | - | - | GT | TRUE
UC_SE03_reservoir | userconstraintRHS | - | - | - | ts_groupPolicy | 1
UC_SE04_reservoir | elec | SE04_elec | SE04_reservoirTurbine | - | v_gen | 1
UC_SE04_reservoir | - | - | - | - | GT | TRUE
UC_SE04_reservoir | userconstraintRHS | - | - | - | ts_groupPolicy | 1
General disclaimers
Source files are taken from …\north_european\src_files\timeseries\
Source profiles are neither coppied nor linked dirrectly to limit size of this excel file
Run-of-river
Base assumption | Minimum generation is equal to minimum 99-percentile of daily ror generation
Source | PECD-hydro-daily-ror generation.csv
|  | BE | DE | ES | FR | LT | LV | NL | PL | UK
MIN | GWh/d | 0.40913 | 1.0957 | 6.815 | 3.08 | 0.71405 | 0 | 0.079 | 0.25515 | 1.2153
AVE | GWh/d | 0.96065 | 42.6672 | 18.8699 | 108.2257 | 1.4315 | 6.9939 | 0.27223 | 3.732 | 11.5622
MAX | GWh/d | 2.8312 | 116.6234 | 135.878 | 386.195 | 4.5615 | 40.419 | 0.814 | 27.6777 | 47.4621
min 99% | GWh/d | 0.44514 | 16.281 | 10.1148 | 44.8229 | 0.82618 | 0.90356 | 0.087 | 1.1494 | 3.8361
min 99% | MW/h | 18.5474 | 678.3746 | 421.4492 | 1867.6221 | 34.4242 | 37.6483 | 3.625 | 47.8907 | 159.8384
Reservoir
Base assumption | Ratio of minimum generation and weekly inflows is the same between countries with and without data for minimum generation
Sources | [1] PECD-hydro-weekly-reservoir-min-max-generation.csv, [2] PECD-hydro-weekly-inflows-corrected.csv
|  |  | SE01 | SE02 | SE03 | SE04 | FI | SE-FI
Min generation [1] |  | MW | 462.4113 | 1362.3472 | 411.2415 | 6.0283 | 771.1192 | 3013.1475
Inflow [2] |  | GWh/w | 387.1102 | 727.5887 | 205.9796 | 26.7323 | 266.5894 | 1614.0002
Inflow |  | MW/h | 2304.2276 | 4330.885 | 1226.069 | 159.121 | 1586.8414 | 9607.144
Ratio |  |  | 0.2 | 0.3 | 0.3 | 0 | 0.5 | 0.3
|  | DE00 | ES00 | FR00 | PL00
Inflow [2] | GWh/w | BE: 19.4581; DE: 385.0825; ES: 324.8387; FR: 5.7675
Inflow | MW | BE: 115.8222; DE: 2292.1576; ES: 1933.5638; FR: 34.3302
Min generation | MW | BE: 34.7467; DE: 687.6473; ES: 580.0691; FR: 10.2991

## Demand
Sources | [1] TYNDP 2024 - Visualization platform
[2] TYNDP 2024 - Demand Scenarios TYNDP 2024 After Public Consultation.xslx
[3] NEBB (before "timeseries update" branch development) - \north_european_model\timeseries\Basic_processing\Elec_demand\output\summary_load_2011-2020-1h.csv
[4] TYNDP 2024 - elec_2030_National_Trends.xlsx
[5] TYNDP 2024 - methodology report
Data [1]
TWh | DE | FR | UK | ES | PL | NL | BE | SE | DK | FI | NO | LT | LV | EE | NE
Native | 800.62 | 518.01 | 457.26 | 296.72 | 196.3 | 187.15 | 118.61 | 180.73 | 43.9 | 132.86 | 177.43 | 15.35 | 8.94 | 10.2 | 3144.08
Native [2] | 787.4484 | 497.019 | 405.9637 | 302.4785 | 200.4606 | 201.4138 | 135.0962 | 187.7103 | 43.3465 | 132.6797 | 175.485 | 13.9774 | 8.5842 | 9.4977 | 3101.1612
Electrolyser | 82.88 | 17.77 | 98.07 | 81.32 | 18.57 | 14.61 | 1.35 | 47.35 | 52.92 | 72.58 |  | 10.82 | 7.74 |  | 505.98 | 16.09%
Electrolyser [2] | 187.2302 | 27.885 | 78.6699 | 44.5873 | 32.9922 | 32.9319 | 23.8864 | 22.243 | 4.4235 | 15.5744 | 0 | 6.5356 | 0.68385 | 0.5314 | 478.1747
EV | 68.94 | 34.16 | 32.65 | 28.71 | 15.03 | 11.34 | 10.26 | 7.96 | 5.96 | 4.92 |  | 1.67 | 0.8 | 0.5 | 222.9 | 7.09%
Battery | 34.99 | 3.63 | 3.15 | 5.47 |  | 17.23 | 0.67 | 0.4 | 0.65 | 1.05 |  | 0.92 | 0.04 |  | 68.2 | 2.169%
Data [1] TWh: PS Closed; Data [1] DE: 52.07; Data [1] FR: 10.11; Data [1] UK: 14.14; Data [1] ES: 46.24; Data [1] BE: 6.83; Data [1] LT: 4.56; Data [1] NE: 133.95 | 4.26%
Data [1] TWh: PS Open; Data [1] DE: 8.55; Data [1] FR: 14.84; Data [1] ES: 21.02; Data [1] PL: 0.62; Data [1] NO: 3.15; Data [1] NE: 48.18 | 1.532%
H2 Heat pump | 0.29 | 0.13 | 2.16 | 0.01 | 0.34 |  |  | 0.07 |  | 0.01 |  | 0.03 | 0.02 | 0.01 | 3.07 | 0.09764%
CH4 Heat pump | 0.18 |  | 2.38 |  | 1.24 | 4.17 | 0.09 | 0.26 |  |  |  | 0.06 | 0.03 |  | 8.41 | 0.2675%
Total | 2023.1986 | 1123.5539 | 1094.4436 | 826.5558 | 465.5528 | 468.8457 | 296.7926 | 446.7234 | 151.2001 | 359.6741 | 356.065 | 53.923 | 26.8381 | 20.7391
Ekectrolyser +% | 10.35% | 3.43% | 21.45% | 27.41% | 9.46% | 7.807% | 1.138% | 26.2% | 120.5% | 54.63% | 0% | 70.49% | 86.58% | 0%
Breakdown by node
|  | DE | FR | UK | ES | PL | NL | BE | SE01 | SE02 | SE03 | SE04 | DKW1 | DKE1 | FI | NON1 | NOM1 | NOS1 | LT | LV | EE
Hourly average [3] | MW | 56248.368 | 35127.1765 | 54341.4973 | 28567.1981 | 17983.3644 | 12651.7323 | 9836.0194 | 1129.1148 | 1891.9882 | 9943.4785 | 2772.5804 | 2280.6969 | 1505.3457 | 9565.8509 | 2135.7378 | 2834.3444 | 9836.4146 | 1266.1401 | 817.6277 | 924.8038
Data [1] TWh: Area share; Data [1] DE: %; Data [1] DK: 7.175%; Data [1] FI: 12.02%; Data [1] NO: 63.18%; Data [1] LT: 17.62%; Data [1] LV: 60.24%; Data [1] EE: 39.76% | 14.42% | 19.14% | 66.43%
Demand | TWh | 800.62 | 518.01 | 457.26 | 296.72 | 196.3 | 187.15 | 118.61 | 12.9671 | 21.7281 | 114.1937 | 31.8411 | 26.4452 | 17.4548 | 132.86 | 25.5931 | 33.9647 | 117.8722 | 15.35 | 8.94 | 10.2
Hourly average | MW | 91394.9772 | 59133.5616 | 52198.6301 | 33872.1461 | 22408.6758 | 21364.1553 | 13539.9543 | 1480.2595 | 2480.3796 | 13035.8114 | 3634.8281 | 3018.8567 | 1992.5588 | 15166.6667 | 2921.5852 | 3877.2451 | 13455.7359 | 1752.2831 | 1020.5479 | 1164.3836
Hourly average [4] | MW | 81511.8058 | 59315.6493 | 39382.6248 | 30770.6651 | 21600.8892 | 17965.5501 | 13183.6147 | 1461.0871 | 2247.2958 | 10596.1013 | 3084.3138 | 3372.6112 | 1885.4963 | 12650.0401 | 3052.4926 | 3651.1119 | 13585.8233 | 1972.9562 | 994.129 | 1130.0217
Scaling up | % | 10.81% | -0.3079% | 24.55% | 9.156% | 3.605% | 15.91% | 2.632% | 1.295% | 9.397% | 18.72% | 15.15% | -11.72% | 5.373% | 16.59% | -4.481% | 5.832% | -0.9668% | -12.59% | 2.589% | 2.951%
VoLL [5] | €/MWh
Electricity | 3000
Hydrogen | 120
Note on Q23: [Threaded comment] Your version of Excel allows you to read this threaded comment; however, any edits to it will get removed if the file is opened in a newer version of Excel. Learn more: https://go.microsoft.com/fwlink/?linkid=870924 Comment: Corresponds to price zone NO4
Note on R23: [Threaded comment] Your version of Excel allows you to read this threaded comment; however, any edits to it will get removed if the file is opened in a newer version of Excel. Learn more: https://go.microsoft.com/fwlink/?linkid=870924 Comment: Corresponds to price zone NO3
Note on S23: [Threaded comment] Your version of Excel allows you to read this threaded comment; however, any edits to it will get removed if the file is opened in a newer version of Excel. Learn more: https://go.microsoft.com/fwlink/?linkid=870924 Comment: Includes price zones NO1+NO2+NO5

## Production
1. Relevant datasets
Data: TYNDP 2024 | Source: Visualization Platform (website) | [15 empty] | Source: National Trends (NT) trajectories (Final Supply Indicators excel)
Omitted breakdown: grid-connected versus deicated for H2 production wind and solar | [16 empty] | Need |  | NT provides breakdown by price zones used in NEBB but absent in VP.
GW | DE | FR | UK | ES | PO | NL | BE | SE | DK | FI | NO | LT | LV | EE |  |  | Why secondary |  | NT is an input for expansion model that produces VP values.
Solar PV | 299.47 | 100.4 | 54.79 | 128.95 | 36.74 | 59.32 | 23.3 | 26.42 | 21.71 | 21.27 | 6.25 | 6.54 | 0.8 | 2.4 | 788.36 |  | Vhy VRE |  | Final Supply Indicators' contain values for VRE, nuclear, and batteries
Omitted breakdown: grid-connected versus deicated for H2 production wind and solar GW: Solar thermal; Omitted breakdown: grid-connected versus deicated for H2 production wind and solar ES: 5.16; Omitted breakdown: grid-connected versus deicated for H2 production wind and solar LV: 0.07 | 5.23 |  |  |  | Nuclear breakdown only relevant for SE that has all its capacity in SE03 (DE and in NT scenarios)
Wind Onshore | 142 | 50 | 43.48 | 75.05 | 29.5 | 12.7 | 8.9 | 28.25 | 12.5 | 46 | 6.36 | 5.21 | 0.29 | 0.86 | 461.1 |  | Selection |  | Best estimate' values
Wind Offshore | 50.52 | 17.98 | 75.03 | 5.04 | 10.9 | 33.3 | 6.86 | 6.6 | 21.24 | 3.6 | 6 | 2.1 | 0.5 | 1 | 240.67 |  | 2035 values |  | Solar and onshore wind values are computed assuming linear dependency within a decade
Omitted breakdown: grid-connected versus deicated for H2 production wind and solar GW: Hydro reservoir; Omitted breakdown: grid-connected versus deicated for H2 production wind and solar DE: 0.82; Omitted breakdown: grid-connected versus deicated for H2 production wind and solar FR: 9.85; Omitted breakdown: grid-connected versus deicated for H2 production wind and solar ES: 11.41; Omitted breakdown: grid-connected versus deicated for H2 production wind and solar PO: 0.43; Omitted breakdown: grid-connected versus deicated for H2 production wind and solar SE: 15.62; Omitted breakdown: grid-connected versus deicated for H2 production wind and solar FI: 3.24; Omitted breakdown: grid-connected versus deicated for H2 production wind and solar NO: 29.74 | 71.11 |  |  |  | Wind offshore values for 2035 were available in the source dataset
Omitted breakdown: grid-connected versus deicated for H2 production wind and solar GW: Hydro pondage; Omitted breakdown: grid-connected versus deicated for H2 production wind and solar LV: 1.59 | 1.59 |  | DK distribution |  | Offshore wind capacity distribution for DK is provided including offshore nodes absent in NEBB
Hydro ror | 3.9 | 13.6 | 2.31 | 3.42 | 0.37 | 0.04 | 0.16 |  |  |  | 7.67 | 0.13 |  |  | 31.6 |  | MW |  |  | SE01 | SE02 | SE03 | SE04 | SE | DKE1 | DKW1 | DK | NOM1 | NON1 | NOS0 | NO
Other RES | 8.56 | 2.42 | 3.05 | 1.73 | 2.18 | 0.42 | 0.61 | 4.19 | 0.01 | 2.62 |  | 0.21 | 0.16 | 0.17 | 26.33 |  |  |  | 2030 | 0 | 333.8862 | 4851.6922 | 2116.1889 |  | 4884.94 | 12859.47 |  | 1000 | 0 | 3000
Omitted breakdown: grid-connected versus deicated for H2 production wind and solar GW: Nuclear; Omitted breakdown: grid-connected versus deicated for H2 production wind and solar FR: 54.7; Omitted breakdown: grid-connected versus deicated for H2 production wind and solar UK: 4.5; Omitted breakdown: grid-connected versus deicated for H2 production wind and solar PO: 2.22; Omitted breakdown: grid-connected versus deicated for H2 production wind and solar NL: 0.24; Omitted breakdown: grid-connected versus deicated for H2 production wind and solar BE: 1.04; Omitted breakdown: grid-connected versus deicated for H2 production wind and solar SE: 4.8; Omitted breakdown: grid-connected versus deicated for H2 production wind and solar FI: 3.25 | 70.75 |  | Solar |  | 2035 | 0 | 500.8293 | 7277.5384 | 3174.2834 | 10952.6511 | 6380.4815 | 15977.7885 | 22358.27 | 1750 | 0 | 5250 | 7000
Omitted breakdown: grid-connected versus deicated for H2 production wind and solar GW: Gas; Omitted breakdown: grid-connected versus deicated for H2 production wind and solar DK: 0.69 | 0.69 |  |  |  | 2040 | 0 | 667.7724 | 9703.3845 | 4232.3779 |  | 7876.0229 | 19096.1071 |  | 2500 | 0 | 7500
Gas CCGT | 14.78 | 6.14 | 15.09 | 20.52 | 9.64 | 6 | 4.1 |  | 0.14 | 0.87 |  | 0.4 | 1.08 |  | 78.76 |  |  |  | 2030 | 3580.543 | 8280.4477 | 3868.2233 | 2222.9385 |  | 1155.3842 | 6150.2278 |  | 2424.575 | 1108.09 | 2240.56
Omitted breakdown: grid-connected versus deicated for H2 production wind and solar GW: Gas CCGT CCS; Omitted breakdown: grid-connected versus deicated for H2 production wind and solar UK: 3.27 | 3.27 |  | Wind onshore |  | 2035 | 5040.2715 | 9140.2238 | 3884.1116 | 2222.9385 | 20287.5455 | 1088.1647 | 5537.8588 | 6626.0235 | 2424.575 | 1483.09 | 2440.56 | 6348.225
Omitted breakdown: grid-connected versus deicated for H2 production wind and solar GW: Gas conventional; Omitted breakdown: grid-connected versus deicated for H2 production wind and solar DE: 0.15; Omitted breakdown: grid-connected versus deicated for H2 production wind and solar UK: 3.69; Omitted breakdown: grid-connected versus deicated for H2 production wind and solar BE: 0.83; Omitted breakdown: grid-connected versus deicated for H2 production wind and solar LT: 0.11 | 4.78 |  |  |  | 2040 | 6500 | 10000 | 3900 | 2222.9385 |  | 1020.9452 | 4925.4898 |  | 2424.575 | 1858.09 | 2640.56 |  |  | DKBH | DKE1 | DKKF | DKNS | DKW1
Gas OCGT | 1.49 | 0.37 | 1.21 |  |  | 0.4 | 0.24 | 0.1 | 0.69 | 0.13 |  |  |  |  | 4.63 |  | Wind offshore |  | 2035 | 0 | 1000 | 1400 | 4200 | 6600 | 6528.2 | 13722.4 | 20250.6 | 0 | 0 | 6003.5 | 6003.5 |  | 3000 | 1923.4 | 1604.8 | 6000 | 7722.4
Omitted breakdown: grid-connected versus deicated for H2 production wind and solar GW: Hard coal; Omitted breakdown: grid-connected versus deicated for H2 production wind and solar UK: 0.07; Omitted breakdown: grid-connected versus deicated for H2 production wind and solar PO: 7.47 | 7.54
Omitted breakdown: grid-connected versus deicated for H2 production wind and solar GW: Hard coal biofuel; Omitted breakdown: grid-connected versus deicated for H2 production wind and solar PO: 3.21; Omitted breakdown: grid-connected versus deicated for H2 production wind and solar BE: 0.35; Omitted breakdown: grid-connected versus deicated for H2 production wind and solar DK: 1.24; Omitted breakdown: grid-connected versus deicated for H2 production wind and solar FI: 0.93 | 5.73 |  | Price zone data
Omitted breakdown: grid-connected versus deicated for H2 production wind and solar GW: Heavy oil; Omitted breakdown: grid-connected versus deicated for H2 production wind and solar BE: 0.14; Omitted breakdown: grid-connected versus deicated for H2 production wind and solar DK: 0.07 | 0.21 |  | Country-size zones get VP values dirrectly. Subcounty zone values are computed distibuting VP values in proportion of NT value distribution.
Light oil | 0.74 |  | 0.39 | [5 empty] | 0.68 | [5 empty] | 1.81 |  | MW | DE | FR | UK | ES | PL | NL | BE | SE01 | SE02 | SE03 | SE04 | DKE1 | DKW1 | FI | NOM1 | NON1 | NOS0 | LT | LV | EE
Lignite |  |  |  |  | 3.34 | [9 empty] | 3.34 |  | Solar | 299470 | 100400 | 54790 | 128950 | 36740 | 59320 | 23300 | 0 | 1208.1012 | 17554.888 | 7657.0108 | 6195.4817 | 15514.5183 | 21270 | 1562.5 | 0 | 4687.5 | 6540 | 800 | 2400
Lignite biofuel |  |  | 0.02 | [11 empty] | 0.02 |  | Wind Onshore | 142000 | 50000 | 43480 | 75050 | 29500 | 12700 | 8900 | 7018.4769 | 12727.5783 | 5408.5475 | 3095.3973 | 4639.3818 | 23610.6182 | 46000 | 2429.0722 | 1485.8409 | 2445.0869 | 5210 | 290 | 860
Oil shae biofuel | [13 empty] | 0.46 | 0.46 |  | Wind Offshore | 50520 | 17980 | 75030 | 5040 | 10900 | 33300 | 6860 | 0 | 1000 | 1400 | 4200 | 6847.1536 | 14392.8464 | 3600 | 0 | 0 | 6000 | 2100 | 500 | 1000
Other non-RES | [14 empty] | 0 |  | Nuclear | 0 | 54700 | 4500 | 0 | 2220 | 240 | 1040 |  |  | 4800 |  |  |  | 3250
Hydrogen CCGT | 17.13 | 0.78 |  |  | 0.45 | 5.79 | 1.7 | [7 empty] | 25.85
Hydrogen FC | [14 empty] | 0
Total | 539.56 | 256.24 | 206.9 | 251.28 | 106.45 | 118.21 | 48.23 | 85.98 | 58.97 | 81.91 | 56.02 | 14.7 | 4.49 | 4.89 | 1833.83
Data: TYNDP 2024 | Source: Plexos output excel. Scenario: 2035 DE. Climate year: 2009.
MW | DE00 | FR00 | UK00 | ES00 | PL00 | NL00 | BE00 | SE01 | SE02 | SE03 | SE04 | DKE1 | DKW1 | FI00 | NOM1 | NON1 | Country-size zones get VP values dirrectly. Subcounty zone values are computed distibuting VP values in proportion of NT value distribution. MW: NOS0; Country-size zones get VP values dirrectly. Subcounty zone values are computed distibuting VP values in proportion of NT value distribution. DE: LT00; Country-size zones get VP values dirrectly. Subcounty zone values are computed distibuting VP values in proportion of NT value distribution. FR: LV00; Country-size zones get VP values dirrectly. Subcounty zone values are computed distibuting VP values in proportion of NT value distribution. UK: EE00
Solar (Photovoltaic) | 299473 | 100500 | 54784 | 128949 | 36740 | 59317 | 23300 | 0 | 3000 | 16525 | 0 | 5748 | 15961 | 21265 | 1000 | 0 | 5250 | 6537 | 800 | 2400 | 781549
Solar (Thermal) | 0 | 0 | 0 | 5157 | 0 | 0 | 0 | 0 | 0 | 0 | 0 | 0 | 0 | 0 | 0 | 0 | 0 | 0 | 70 | 0 | 5227
Wind Onshore | 141750 | 50000 | 43478 | 75050 | 29500 | 12700 | 8900 | 5450 | 12850 | 6700 | 3250 | 1995 | 10504 | 46000 | 2425 | 1483 | 2451 | 5215 | 295 | 861 | 460857
Wind Offshore | 21185 | 15812 | 47412 | 4364 | 9380 | 23650 | 6860 | 0 | 1000 | 1400 | 4200 | 4007 | 8235 | 3600 | 0 | 0 | 1759 | 2100 | 500 | 0 | 155464
Reservoir | 819 | 9847 | 0 | 11414 | 427 | 0 | 0 | 5444 | 7650 | 2286 | 237 | 0 | 0 | 3237 | 3249 | 4795 | 21697 | 0 | 0 | 0 | 71102
Pondage | 0 | 0 | 0 | 0 | 0 | 0 | 0 | 0 | 0 | 0 | 0 | 0 | 0 | 0 | 0 | 0 | 0 | 0 | 1592 | 0 | 1592
Run-of-River | 3934 | 13600 | 2307 | 3425 | 367 | 37 | 162 | 0 | 0 | 0 | 0 | 0 | 0 | 0 | 1213 | 755 | 5698 | 126 | 0 | 0 | 31624
Pump Storage - Open Loop (turbine) | 2144 | 2068 | 0 | 4223 | 216 | 0 | 0 | 0 | 0 | 0 | 0 | 0 | 0 | 0 | 60 | 2 | 650 | 0 | 0 | 0 | 9363
Pump Storage - Open Loop (pump) | 1861 | 2068 | 0 | 3964 | 172 | 0 | 0 | 0 | 0 | 0 | 0 | 0 | 0 | 0 | 76 | 2 | 682 | 0 | 0 | 0 | 8825
Pump Storage - Closed Loop (turbine) | 7230 | 2179 | 2744 | 6908 | 1333 | 0 | 1305 | 0 | 0 | 0 | 0 | 0 | 0 | 0 | 0 | 0 | 0 | 938 | 0 | 0 | 22637
Pump Storage - Closed Loop (pump) | 7362 | 2179 | 2684 | 6759 | 1486 | 0 | 1227 | 0 | 0 | 0 | 0 | 0 | 0 | 0 | 0 | 0 | 0 | 900 | 0 | 0 | 22597
Lignite biofuel | 0 | 0 | 18 | 0 | 0 | 0 | 0 | 0 | 0 | 0 | 0 | 0 | 0 | 0 | 0 | 0 | 0 | 0 | 0 | 0 | 18
Hard Coal biofuel | 0 | 0 | 0 | 0 | 3213 | 0 | 354 | 0 | 0 | 0 | 0 | 831 | 411 | 928 | 0 | 0 | 0 | 0 | 0 | 0 | 5737
Oil shale biofuel | 0 | 0 | 0 | 0 | 0 | 0 | 0 | 0 | 0 | 0 | 0 | 0 | 0 | 0 | 0 | 0 | 0 | 0 | 0 | 464 | 464
Gas biofuel | 0 | 0 | 0 | 0 | 0 | 0 | 0 | 0 | 0 | 0 | 0 | 217 | 474 | 0 | 0 | 0 | 0 | 0 | 0 | 0 | 691
Others renewable | 8564 | 2415 | 3053 | 1730 | 2183 | 415 | 615 | 199 | 744 | 2554 | 698 | 0 | 7 | 2625 | 0 | 0 | 0 | 210 | 159 | 168 | 26339
Nuclear | 0 | 54700 | 4500 | 0 | 2220 | 243 | 1038 | 0 | 0 | 4800 | 0 | 0 | 0 | 3250 | 0 | 0 | 0 | 0 | 0 | 0 | 70751
Lignite old 1 | 0 | 0 | 0 | 0 | 1873 | 0 | 0 | 0 | 0 | 0 | 0 | 0 | 0 | 0 | 0 | 0 | 0 | 0 | 0 | 0 | 1873
Lignite old 2 | 0 | 0 | 0 | 0 | 1464 | 0 | 0 | 0 | 0 | 0 | 0 | 0 | 0 | 0 | 0 | 0 | 0 | 0 | 0 | 0 | 1464
Hard coal old 1 | 0 | 0 | 0 | 0 | 3213 | 0 | 0 | 0 | 0 | 0 | 0 | 0 | 0 | 0 | 0 | 0 | 0 | 0 | 0 | 0 | 3213
Hard coal old 2 | 0 | 0 | 0 | 0 | 2597 | 0 | 0 | 0 | 0 | 0 | 0 | 0 | 0 | 0 | 0 | 0 | 0 | 0 | 0 | 0 | 2597
Hard coal new | 0 | 0 | 0 | 0 | 1663 | 0 | 0 | 0 | 0 | 0 | 0 | 0 | 0 | 0 | 0 | 0 | 0 | 0 | 0 | 0 | 1663
Light oil | 745 | 0 | 389 | 0 | 0 | 0 | 0 | 0 | 0 | 0 | 0 | 531 | 152 | 0 | 0 | 0 | 0 | 0 | 0 | 0 | 1817
Heavy oil old 1 | 0 | 0 | 0 | 0 | 0 | 0 | 140 | 0 | 0 | 0 | 0 | 65 | 0 | 0 | 0 | 0 | 0 | 0 | 0 | 0 | 205
Gas conventional old 1 | 0 | 0 | 1234 | 0 | 0 | 0 | 0 | 0 | 0 | 0 | 0 | 0 | 0 | 0 | 0 | 0 | 0 | 0 | 0 | 0 | 1234
Gas conventional old 2 | 149 | 0 | 2458 | 0 | 0 | 0 | 828 | 0 | 0 | 0 | 0 | 0 | 0 | 0 | 0 | 0 | 0 | 110 | 0 | 0 | 3545
Gas OCGT old | 23 | 0 | 1209 | 0 | 0 | 165 | 0 | 97 | 0 | 0 | 0 | 128 | 420 | 38 | 0 | 0 | 0 | 0 | 0 | 0 | 2080
Gas CCGT old 1 | 54 | 0 | 0 | 0 | 0 | 0 | 0 | 0 | 0 | 0 | 0 | 38 | 47 | 0 | 0 | 0 | 0 | 0 | 0 | 0 | 139
Gas CCGT old 2 | 274 | 0 | 539 | 0 | 0 | 2073 | 0 | 0 | 0 | 0 | 0 | 0 | 54 | 640 | 0 | 0 | 0 | 0 | 0 | 0 | 3580
Gas CCGT present 1 | 869 | 792 | 13117 | 20518 | 0 | 0 | 0 | 0 | 0 | 0 | 0 | 0 | 0 | 234 | 0 | 0 | 0 | 0 | 73 | 0 | 35603
Gas CCGT present 2 | 12072 | 5347 | 408 | 0 | 0 | 3924 | 1732 | 0 | 0 | 0 | 0 | 0 | 0 | 0 | 0 | 0 | 0 | 403 | 0 | 0 | 23886
Gas OCGT new | 1467 | 368 | 0 | 0 | 0 | 232 | 244 | 0 | 0 | 0 | 0 | 90 | 54 | 87 | 0 | 0 | 0 | 0 | 0 | 0 | 2542
Gas CCGT new | 1507 | 0 | 1030 | 0 | 9642 | 0 | 2368 | 0 | 0 | 0 | 0 | 0 | 0 | 0 | 0 | 0 | 0 | 0 | 1004 | 0 | 15551
Gas CCGT CCS | 0 | 0 | 3270 | 0 | 0 | 0 | 0 | 0 | 0 | 0 | 0 | 0 | 0 | 0 | 0 | 0 | 0 | 0 | 0 | 0 | 3270
Others non-renewable | 4825 | 2600 | 17361 | 3980 | 4678 | 3664 | 1594 | 0 | 0 | 0 | 0 | 0 | 0 | 133 | 20 | 195 | 50 | 107 | 0 | 135 | 39342
Electrolyser (load) | 21026.428 | 4176 | 19068.819 | 29000 | 5237.949 | 4423.366 | 373 | 6451.309 | 1030.448 | 133.967 | 1737.978 | 2763.587 | 9400.302 | 15300.267 | 0 | 0 | 0 | 2282.479 | 1450 | 0 | 123855.899
Hydrogen CCGT | 17134 | 784 | 0 | 0 | 450 | 5795 | 1695 | 0 | 0 | 0 | 0 | 0 | 0 | 0 | 0 | 0 | 0 | 0 | 0 | 0 | 25858
Battery Storage discharge (gen.) | 138282 | 10777 | 9840 | 17325 | 0 | 60704 | 2148 | 0 | 67 | 970 | 0 | 0 | 2020 | 4000 | 0 | 0 | 0 | 3200 | 160 | 0 | 249493
Battery Storage charge (load) | 138282 | 10777 | 9840 | 17325 | 0 | 60704 | 2148 | 0 | 67 | 970 | 0 | 0 | 2020 | 4000 | 0 | 0 | 0 | 3200 | 160 | 0 | 249493
Demand Side Response | 20100 | 6500 | 17521 | 2700 | 0 | 2017 | 3268 | 214 | 323 | 937 | 265 | 0 | 0 | 6261 | 2264 | 1643 | 6727 | 40 | 150 | 260 | 71190
CH4 Heat Pump (load) | 122524 | 66777 | 383155 | 0 | 234941 | 409517 | 76239 | 5013 | 8841 | 65277 | 0 | 0 | 0 | 986 | 0 | 0 | 0 | 25383 | 21218 | 0 | 1419871
H2 Heat Pump (load) | 151468 | 0 | 111730 | 1904 | 19160 | 0 | 1377 | 432 | 796 | 5218 | 0 | 0 | 0 | 266 | 0 | 0 | 0 | 1927 | 1697 | 461 | 296436
Data: TYNDP 2020 | Source: TYNDP-2020-capacities.xlsx (NEBB input file before development of "timeseries update" branch)
Crossed out technologies have no definitions in maf2020techdata.xlsx and therefore not read. Crossed out values are overwritten or removed in additional-units-conventional.xlsx
| DE00 | FR00 | UK00 | ES00 | PL00 | NL00 | BE00 | SE01 | SE02 | SE03 | SE04 | DKE1 | DKW1 | FI00 | NOM1 | NON1 | Country-size zones get VP values dirrectly. Subcounty zone values are computed distibuting VP values in proportion of NT value distribution. MW: NOS0; Country-size zones get VP values dirrectly. Subcounty zone values are computed distibuting VP values in proportion of NT value distribution. DE: LT00; Country-size zones get VP values dirrectly. Subcounty zone values are computed distibuting VP values in proportion of NT value distribution. FR: LV00; Country-size zones get VP values dirrectly. Subcounty zone values are computed distibuting VP values in proportion of NT value distribution. UK: EE00
Solar PV | 73299.9258 | 23600 | 14732.222 | 22784 | 3500 | 10900 | 7586.7822 |  | 70 | 1380 | 510 | 400 | 1000 | 500 |  |  | 54 | 150 | 5 | 260 | 160731.93
Solar Thermal |  |  |  | 4800 | [12 empty] | Country-size zones get VP values dirrectly. Subcounty zone values are computed distibuting VP values in proportion of NT value distribution. FR: 10; Country-size zones get VP values dirrectly. Subcounty zone values are computed distibuting VP values in proportion of NT value distribution. ES: 4810
Onshore Wind | 70501 | 26500 | 13708.682 | 38956 | 7000 | 5700 | 3430.0981 | 1904.834 | 4525.098 | 3654.413 | 2722.409 | 1000 | 4000 | 4120 | 1662 | 1719 | 1840 | 1000 | 140.264 | 507.6492 | 194591.4474
Offshore Wind | 10464 | 2920 | 17635.3 |  |  | 5200 | 2271 |  |  | 250 | 100 | 400 | 1600 | 40 |  |  | Country-size zones get VP values dirrectly. Subcounty zone values are computed distibuting VP values in proportion of NT value distribution. FR: 54.4554; Country-size zones get VP values dirrectly. Subcounty zone values are computed distibuting VP values in proportion of NT value distribution. ES: 40934.7554
Reservoir | 1296.6278 | 8000 |  | 6426.351 | 198.3 |  |  | 5315 | 6795 | 1972 | 237 |  |  | 2400 |  |  | Country-size zones get VP values dirrectly. Subcounty zone values are computed distibuting VP values in proportion of NT value distribution. ES: 32640.2788
Run-of-River | 4036 | 13600 | 1938.102 | 3500 | 536.5 | 43 | 134.25 | [9 empty] | Country-size zones get VP values dirrectly. Subcounty zone values are computed distibuting VP values in proportion of NT value distribution. DE: 128; Country-size zones get VP values dirrectly. Subcounty zone values are computed distibuting VP values in proportion of NT value distribution. FR: 1608.1351; Country-size zones get VP values dirrectly. Subcounty zone values are computed distibuting VP values in proportion of NT value distribution. ES: 25523.9871
PS Closed | 8393 | 1800 | 2954 | 4212 | 1323.1 |  | 1395 | [9 empty] | Country-size zones get VP values dirrectly. Subcounty zone values are computed distibuting VP values in proportion of NT value distribution. DE: 900; Country-size zones get VP values dirrectly. Subcounty zone values are computed distibuting VP values in proportion of NT value distribution. ES: 20977.1
PS Open | 1457.7049 | 1700 |  | 1744.124 | 150 | [9 empty] | 4931.4 | 5540.4 | Country-size zones get VP values dirrectly. Subcounty zone values are computed distibuting VP values in proportion of NT value distribution. MW: 24000.4; Country-size zones get VP values dirrectly. Subcounty zone values are computed distibuting VP values in proportion of NT value distribution. ES: 39524.0289
Hard coal old 1 Bio |  |  | 12 |  | 1870.4164 | [8 empty] | 693.5714 |  |  | Country-size zones get VP values dirrectly. Subcounty zone values are computed distibuting VP values in proportion of NT value distribution. ES: 2575.9878
Hard coal old 2 Bio |  |  | 3402 |  | 707.3487 | 620 | 615.786 |  |  |  |  | 320 | 518 | 456 |  |  | Country-size zones get VP values dirrectly. Subcounty zone values are computed distibuting VP values in proportion of NT value distribution. ES: 6639.1347
Hard coal new Bio |  |  | 270 |  |  | 3381 | [7 empty] | 472 |  |  | Country-size zones get VP values dirrectly. Subcounty zone values are computed distibuting VP values in proportion of NT value distribution. ES: 4123
Heavy oil old 1 Bio | [11 empty] | 212 | 137 |  |  |  | Country-size zones get VP values dirrectly. Subcounty zone values are computed distibuting VP values in proportion of NT value distribution. ES: 349
Oil shale new Bio | [16 empty] | Country-size zones get VP values dirrectly. Subcounty zone values are computed distibuting VP values in proportion of NT value distribution. UK: 660; Country-size zones get VP values dirrectly. Subcounty zone values are computed distibuting VP values in proportion of NT value distribution. ES: 660
Gas CCGT old 2 Bio | [12 empty] | 430 |  |  |  | Country-size zones get VP values dirrectly. Subcounty zone values are computed distibuting VP values in proportion of NT value distribution. ES: 430
Gas conventional old 2 Bio | [11 empty] | 520 |  |  |  |  | Country-size zones get VP values dirrectly. Subcounty zone values are computed distibuting VP values in proportion of NT value distribution. ES: 520
Other RES | 7935 | 2549 | 4637.001 | 1586 | 923 | 540 | 275.2638 | 258 | 537 | 2623 | 591 | 265.44 | 457.96 | 3028 |  | 40.003 | 36.3 | 190 | 0.216 | 148.65 | 26620.8338
Nuclear |  | 61761 | 7149 | 7126.9501 |  | 486 |  |  |  | 6835 |  |  |  | 4384 |  |  | Country-size zones get VP values dirrectly. Subcounty zone values are computed distibuting VP values in proportion of NT value distribution. ES: 87741.9501
Lignite new | 5567.9 |  |  |  | 451.36 | [11 empty] | Country-size zones get VP values dirrectly. Subcounty zone values are computed distibuting VP values in proportion of NT value distribution. ES: 6019.26
Lignite old 1 |  |  |  |  | 5322 | [11 empty] | Country-size zones get VP values dirrectly. Subcounty zone values are computed distibuting VP values in proportion of NT value distribution. ES: 5322
Lignite old 2 | 3844.7 |  |  |  | 1840 | [11 empty] | Country-size zones get VP values dirrectly. Subcounty zone values are computed distibuting VP values in proportion of NT value distribution. ES: 5684.7
Hard coal old 1 | 110 |  |  | 4317.79 | 6650.3694 | [8 empty] | 277.4286 |  |  | Country-size zones get VP values dirrectly. Subcounty zone values are computed distibuting VP values in proportion of NT value distribution. ES: 11355.5879
Hard coal old 2 | 5835.8 |  |  |  | 2122.0461 | [7 empty] | 259 |  |  |  | Country-size zones get VP values dirrectly. Subcounty zone values are computed distibuting VP values in proportion of NT value distribution. ES: 8216.8461
Hard coal new | 7703.8 |  |  |  | 4450.3 | [7 empty] | 410 |  |  |  | Country-size zones get VP values dirrectly. Subcounty zone values are computed distibuting VP values in proportion of NT value distribution. ES: 12564.1
Heavy oil old 1 |  |  | 269 |  |  |  | 140 | [9 empty] | Country-size zones get VP values dirrectly. Subcounty zone values are computed distibuting VP values in proportion of NT value distribution. ES: 409
Light oil | 1059.39 |  | 68 | [13 empty] | Country-size zones get VP values dirrectly. Subcounty zone values are computed distibuting VP values in proportion of NT value distribution. ES: 1127.39
Oil shale old | [16 empty] | Country-size zones get VP values dirrectly. Subcounty zone values are computed distibuting VP values in proportion of NT value distribution. UK: 672; Country-size zones get VP values dirrectly. Subcounty zone values are computed distibuting VP values in proportion of NT value distribution. ES: 672
Gas conventional old 1 | 1993.829 |  | 57 | [13 empty] | Country-size zones get VP values dirrectly. Subcounty zone values are computed distibuting VP values in proportion of NT value distribution. UK: 94; Country-size zones get VP values dirrectly. Subcounty zone values are computed distibuting VP values in proportion of NT value distribution. ES: 2144.829
Gas conventional old 2 | 1120.17 | [5 empty] | 781.1 | [9 empty] | Country-size zones get VP values dirrectly. Subcounty zone values are computed distibuting VP values in proportion of NT value distribution. ES: 1901.27
Gas OCGT old | 281.06 | 199 | 931 |  |  | 40 | 50 |  | 53.748 | 57.041 |  |  |  | 232 |  |  | Country-size zones get VP values dirrectly. Subcounty zone values are computed distibuting VP values in proportion of NT value distribution. ES: 1843.849
Gas CCGT old 1 | 3671.688 |  | 465 |  |  | 1957.5 | [10 empty] | Country-size zones get VP values dirrectly. Subcounty zone values are computed distibuting VP values in proportion of NT value distribution. ES: 6094.188
Gas CCGT old 2 | 5512 |  | 14848.1 |  |  | 2232 | 965 |  |  |  |  | 23.2 |  | 640 |  |  | Country-size zones get VP values dirrectly. Subcounty zone values are computed distibuting VP values in proportion of NT value distribution. ES: 24220.3
Gas CCGT present 1 |  | 792 |  | 24498.56 | [5 empty] | 267 |  |  |  | 234 |  |  | Country-size zones get VP values dirrectly. Subcounty zone values are computed distibuting VP values in proportion of NT value distribution. FR: 99; Country-size zones get VP values dirrectly. Subcounty zone values are computed distibuting VP values in proportion of NT value distribution. ES: 25890.56
Gas CCGT present 2 |  | 5347 | 910 |  |  | 6160 | 3287.2 | [9 empty] | Country-size zones get VP values dirrectly. Subcounty zone values are computed distibuting VP values in proportion of NT value distribution. ES: 15704.2
Gas OCGT new | 3102.908 | 437 |  |  |  | 602.8 | 242 | [6 empty] | 87 |  |  | Country-size zones get VP values dirrectly. Subcounty zone values are computed distibuting VP values in proportion of NT value distribution. ES: 4471.708
Gas CCGT new | 6677.1 | 414 | 13695 |  | 2016.367 |  | 2499 | [9 empty] | Country-size zones get VP values dirrectly. Subcounty zone values are computed distibuting VP values in proportion of NT value distribution. FR: 850; Country-size zones get VP values dirrectly. Subcounty zone values are computed distibuting VP values in proportion of NT value distribution. ES: 26151.467
Other non-RES | 8881.2998 | 1873.6 |  | 4292 | 6998 | 4350 | 1244 |  |  |  |  | 57.9 | 184.94 | 320 | 20 | 195 | Country-size zones get VP values dirrectly. Subcounty zone values are computed distibuting VP values in proportion of NT value distribution. MW: 50; Country-size zones get VP values dirrectly. Subcounty zone values are computed distibuting VP values in proportion of NT value distribution. DE: 135; Country-size zones get VP values dirrectly. Subcounty zone values are computed distibuting VP values in proportion of NT value distribution. UK: 155; Country-size zones get VP values dirrectly. Subcounty zone values are computed distibuting VP values in proportion of NT value distribution. ES: 28756.7398
Other non-RES DE00 P | 3993.3 | [15 empty] | Country-size zones get VP values dirrectly. Subcounty zone values are computed distibuting VP values in proportion of NT value distribution. ES: 3993.3
Other non-RES DKE1 P | [11 empty] | 190.5 |  |  |  |  | Country-size zones get VP values dirrectly. Subcounty zone values are computed distibuting VP values in proportion of NT value distribution. ES: 190.5
Other non-RES DKW1 P | [12 empty] | 315.9 |  |  |  | Country-size zones get VP values dirrectly. Subcounty zone values are computed distibuting VP values in proportion of NT value distribution. ES: 315.9
Other non-RES FI00 P | [13 empty] | 2921 |  |  | Country-size zones get VP values dirrectly. Subcounty zone values are computed distibuting VP values in proportion of NT value distribution. ES: 2921
Other non-RES FR00 P |  | 4660.3999 | [14 empty] | Country-size zones get VP values dirrectly. Subcounty zone values are computed distibuting VP values in proportion of NT value distribution. ES: 4660.3999
Other non-RES UK00 P |  |  | 7307.194 | [13 empty] | Country-size zones get VP values dirrectly. Subcounty zone values are computed distibuting VP values in proportion of NT value distribution. ES: 7307.194
P2G | 500 | [15 empty] | Country-size zones get VP values dirrectly. Subcounty zone values are computed distibuting VP values in proportion of NT value distribution. ES: 500
Battery |  |  | 410 | 500 | 111 |  | 410 | [9 empty] | Country-size zones get VP values dirrectly. Subcounty zone values are computed distibuting VP values in proportion of NT value distribution. ES: 1431
DSR | 1361 | 3400 | 1217.8118 | 1600 |  | 700 | 982 | [6 empty] | 2150 | 1424 | 1296 | 3584 | 10 | 36.8 | 60 | 17821.6118
| 238599.2033 | 159552.9999 | 106616.4128 | 126343.7751 | 46170.1076 | 42912.3 | 26308.4802 | 7477.834 | 11980.846 | 17038.454 | 4160.409 | 3389.04 | 9312.8 | 22955 | 8037.4 | 8790.403 | 29564.7 | 2513 | 2803.8706 | 2557.2992 | 877084.3346
Source: additional-units-conventional.xlsx (NEBB input file before development of "timeseries update" branch)
| DE00 | FR00 | UK00 | ES00 | PL00 | NL00 | BE00 | SE01 | SE02 | SE03 | SE04 | DKE1 | DKW1 | FI00 | NOM1 | NON1 | Country-size zones get VP values dirrectly. Subcounty zone values are computed distibuting VP values in proportion of NT value distribution. MW: NOS0; Country-size zones get VP values dirrectly. Subcounty zone values are computed distibuting VP values in proportion of NT value distribution. DE: LT00; Country-size zones get VP values dirrectly. Subcounty zone values are computed distibuting VP values in proportion of NT value distribution. FR: LV00; Country-size zones get VP values dirrectly. Subcounty zone values are computed distibuting VP values in proportion of NT value distribution. UK: EE00
Gas CCGT present 1 | [16 empty] | Country-size zones get VP values dirrectly. Subcounty zone values are computed distibuting VP values in proportion of NT value distribution. DE: 1350
Gas OCGT new |  | 5500
Light oil |  | 2600 | [14 empty] | Country-size zones get VP values dirrectly. Subcounty zone values are computed distibuting VP values in proportion of NT value distribution. ES: 9450
DR cutoff tier 1 | 1500 | 1500 | 800 | [6 empty] | 400 |  |  |  | 300 |  | 100 | Country-size zones get VP values dirrectly. Subcounty zone values are computed distibuting VP values in proportion of NT value distribution. MW: 400
DR cutoff tier 2 | [13 empty] | 300
DR upwards 1 | [13 empty] | 100
DR upwards 2 | [13 empty] | 100 |  |  | Country-size zones get VP values dirrectly. Subcounty zone values are computed distibuting VP values in proportion of NT value distribution. ES: 5500
2. Comparison
| 2020 |  |  | 2024 Plexos |  |  | 2024 Visual platform |  |  |  | 2020 |  |  | 2024 Plexos |  |  | Country-size zones get VP values dirrectly. Subcounty zone values are computed distibuting VP values in proportion of NT value distribution. MW: 2024 Visual platform
| Hard coal old 1 Bio |  | 2575.9878 |  |  |  | Lignite biofuel |  | 0.02 |  | Gas conventional old 1 |  | 2144.829 | Gas conventional old 1 |  | 1234 | Country-size zones get VP values dirrectly. Subcounty zone values are computed distibuting VP values in proportion of NT value distribution. MW: Gas; Country-size zones get VP values dirrectly. Subcounty zone values are computed distibuting VP values in proportion of NT value distribution. FR: 0.69
| Hard coal old 2 Bio |  | 6639.1347 |  |  |  | Oil shae biofuel |  | 0.46 |  | Gas conventional old 2 |  | 1901.27 | Gas conventional old 2 |  | 3545 | Country-size zones get VP values dirrectly. Subcounty zone values are computed distibuting VP values in proportion of NT value distribution. MW: Gas CCGT; Country-size zones get VP values dirrectly. Subcounty zone values are computed distibuting VP values in proportion of NT value distribution. FR: 78.76
| Hard coal new Bio |  | 4123 | Hard Coal biofuel |  | 5737 | Hard coal biofuel |  | 5.73 |  | Gas CCGT new |  | 26151.467 | Gas CCGT new |  | 15551 | Country-size zones get VP values dirrectly. Subcounty zone values are computed distibuting VP values in proportion of NT value distribution. MW: Gas CCGT CCS; Country-size zones get VP values dirrectly. Subcounty zone values are computed distibuting VP values in proportion of NT value distribution. FR: 3.27
| Heavy oil old 1 Bio |  | 349 | [7 empty] | Gas CCGT old 1 |  | 6094.188 | Gas CCGT old 1 |  | 139 | Country-size zones get VP values dirrectly. Subcounty zone values are computed distibuting VP values in proportion of NT value distribution. MW: Gas conventional; Country-size zones get VP values dirrectly. Subcounty zone values are computed distibuting VP values in proportion of NT value distribution. FR: 4.78
| Oil shale new Bio |  | 660 | Oil shale biofuel |  | 464 |  |  |  |  | Gas CCGT old 2 |  | 24220.3 | Gas CCGT old 2 |  | 3580 | Country-size zones get VP values dirrectly. Subcounty zone values are computed distibuting VP values in proportion of NT value distribution. MW: Gas OCGT; Country-size zones get VP values dirrectly. Subcounty zone values are computed distibuting VP values in proportion of NT value distribution. FR: 4.63
| Gas CCGT old 2 Bio |  | 430 | Gas biofuel |  | 691 |  |  |  |  | Gas CCGT present 1 |  | 25890.56 | Gas CCGT present 1 |  | 35603
| Gas conventional old 2 Bio |  | 520 | [7 empty] | Gas CCGT present 2 |  | 15704.2 | Gas CCGT present 2 |  | 23886
|  |  | 15297.1225 |  |  | 6892 |  |  | 6210 |  | Gas OCGT new |  | 4471.708 | Gas OCGT new |  | 2542
| Other RES |  | 26620.8338 | Others renewable |  | 26339 | Other RES |  | 26330 |  | Gas OCGT old |  | 1843.849 | Gas OCGT old |  | 2080
| Lignite new |  | 6019.26 |  |  |  | Lignite |  | 3.34 |  |  |  |  | Gas CCGT CCS |  | 3270
| Lignite old 1 |  | 5322 | Lignite old 1 |  | 1873 | [6 empty] | 108422.371 |  |  | 91430 | Country-size zones get VP values dirrectly. Subcounty zone values are computed distibuting VP values in proportion of NT value distribution. FR: 92130
| Lignite old 2 |  | 5684.7 | Lignite old 2 |  | 1464 |  |  |  |  | Other non-RES |  | 28756.7398 | Others non-renewable |  | 39342 | Country-size zones get VP values dirrectly. Subcounty zone values are computed distibuting VP values in proportion of NT value distribution. MW: Other non-RES; Country-size zones get VP values dirrectly. Subcounty zone values are computed distibuting VP values in proportion of NT value distribution. FR: 0
| Hard coal old 1 |  | 11355.5879 | Hard coal old 1 |  | 3213 | Hard coal |  | 7.54 |  | Other non-RES DE00 P |  | 3993.3
| Hard coal old 2 |  | 8216.8461 | Hard coal old 2 |  | 2597 |  |  |  |  | Other non-RES DKE1 P |  | 190.5
| Hard coal new |  | 12564.1 | Hard coal new |  | 1663 |  |  |  |  | Other non-RES DKW1 P |  | 315.9
| Heavy oil old 1 |  | 409 | Heavy oil old 1 |  | 205 | Heavy oil |  | 0.21 |  | Other non-RES FI00 P |  | 2921
| Light oil |  | 1127.39 | Light oil |  | 1817 | Light oil |  | 1.81 |  | Other non-RES FR00 P |  | 4660.3999
| Oil shale old |  | 672 | [7 empty] | Other non-RES UK00 P |  | 7307.194
|  |  | 51370.884 |  |  | 12832 |  |  | 12900 |  |  |  | 48145.0337
[13 empty] | 175090.3776 |  |  | 111154
| DE00 | FR00 | UK00 | ES00 | PL00 | NL00 | BE00 | SE01 | SE02 | SE03 | SE04 | DKE1 | DKW1 | FI00 | NOM1 | NON1 | Country-size zones get VP values dirrectly. Subcounty zone values are computed distibuting VP values in proportion of NT value distribution. MW: NOS0; Country-size zones get VP values dirrectly. Subcounty zone values are computed distibuting VP values in proportion of NT value distribution. DE: LT00; Country-size zones get VP values dirrectly. Subcounty zone values are computed distibuting VP values in proportion of NT value distribution. FR: LV00; Country-size zones get VP values dirrectly. Subcounty zone values are computed distibuting VP values in proportion of NT value distribution. UK: EE00
TYNDP 2024
Reservoir | 819 | 9847 | 0 | 11414 | 427 | 0 | 0 | 5444 | 7650 | 2286 | 237 | 0 | 0 | 3237 | 3249 | 4795 | 21697 | 0 | 0 | 0 | 71102
Run-of-River | 3934 | 13600 | 2307 | 3425 | 367 | 37 | 162 | 0 | 0 | 0 | 0 | 0 | 0 | 0 | 1213 | 755 | 5698 | 126 | 1592 | 0 | 33216
PS Closed (turbine) | 7230 | 2179 | 2744 | 6908 | 1333 | 0 | 1305 | 0 | 0 | 0 | 0 | 0 | 0 | 0 | 0 | 0 | 0 | 938 | 0 | 0 | 22637
PS - Open (turbine) | 2144 | 2068 | 0 | 4223 | 216 | 0 | 0 | 0 | 0 | 0 | 0 | 0 | 0 | 0 | 60 | 2 | 650 | 0 | 0 | 0 | 9363
| 14127 | 27694 | 5051 | 25970 | 2343 | 37 | 1467 | 5444 | 7650 | 2286 | 237 | 0 | 0 | 3237 | 4522 | 5552 | 28045 | 1064 | 1592 | 0 | 136318
TYNDP 2020
Reservoir | 1296.6278 | 8000 |  | 6426.351 | 198.3 |  |  | 5315 | 6795 | 1972 | 237 |  |  | 2400 |  |  | Country-size zones get VP values dirrectly. Subcounty zone values are computed distibuting VP values in proportion of NT value distribution. ES: 32640.2788
Run-of-River | 4036 | 13600 | 1938.102 | 3500 | 536.5 | 43 | 134.25 | [9 empty] | Country-size zones get VP values dirrectly. Subcounty zone values are computed distibuting VP values in proportion of NT value distribution. DE: 128; Country-size zones get VP values dirrectly. Subcounty zone values are computed distibuting VP values in proportion of NT value distribution. FR: 1608.1351; Country-size zones get VP values dirrectly. Subcounty zone values are computed distibuting VP values in proportion of NT value distribution. ES: 25523.9871
PS Closed | 8393 | 1800 | 2954 | 4212 | 1323.1 |  | 1395 | [9 empty] | Country-size zones get VP values dirrectly. Subcounty zone values are computed distibuting VP values in proportion of NT value distribution. DE: 900; Country-size zones get VP values dirrectly. Subcounty zone values are computed distibuting VP values in proportion of NT value distribution. ES: 20977.1
PS Open | 1457.7049 | 1700 |  | 1744.124 | 150 | [9 empty] | 4931.4 | 5540.4 | Country-size zones get VP values dirrectly. Subcounty zone values are computed distibuting VP values in proportion of NT value distribution. MW: 24000.4; Country-size zones get VP values dirrectly. Subcounty zone values are computed distibuting VP values in proportion of NT value distribution. ES: 39524.0289
| 15183.3327 | 25100 | 4892.102 | 15882.475 | 2207.9 | 43 | 1529.25 | 5315 | 6795 | 1972 | 237 | 0 | 0 | 2400 | 4931.4 | 5540.4 | 24000.4 | 1028 | 1608.1351 | 0 | 118665.3948
Difference
Reservoir | -477.6278 | 1847 | 0 | 4987.649 | 228.7 | 0 | 0 | 129 | 855 | 314 | 0 | 0 | 0 | 837 | 3249 | 4795 | 21697 | 0 | 0 | 0 | 38461.7212
Run-of-River | -102 | 0 | 368.898 | -75 | -169.5 | -6 | 27.75 | 0 | 0 | 0 | 0 | 0 | 0 | 0 | 1213 | 755 | 5698 | -2 | -16.1351 | 0 | 7692.0129
PS Closed (turbine) | -1163 | 379 | -210 | 2696 | 9.9 | 0 | -90 | 0 | 0 | 0 | 0 | 0 | 0 | 0 | 0 | 0 | 0 | 38 | 0 | 0 | 1659.9
PS - Open (turbine) | 686.2951 | 368 | 0 | 2478.876 | 66 | 0 | 0 | 0 | 0 | 0 | 0 | 0 | 0 | 0 | -4871.4 | -5538.4 | -23350.4 | 0 | 0 | 0 | -30161.0289
| -1056.3327 | 2594 | 158.898 | 10087.525 | 135.1 | -6 | -62.25 | 129 | 855 | 314 | 0 | 0 | 0 | 837 | -409.4 | 11.6 | 4044.6 | 36 | -16.1351 | 0 | 17652.6052
3. Values used in the model
VRE | Values from VP despite absence of price zone breakdown for Nordic countries. In presence of major discrepency for offshore wind it is unclear which set should be used.
Hydro | Keeping old values because updates require obtaining new profiles. Only exception - new pump values for Norvegean pump hydro, which is the largest source of demand flexibility.
| Technical Review of Existing Norwegian Pumped Storage Plants | [6 empty] | shows that pump capacity in Norway is much lower than turbine capacity.
Thermal and nuclear | Values from Plexos excel
Assuming all "hard coal bio" to be "new" in absence of breakdown in 2024 dataset. Assumption aims for simplicity of secondary importance source.
Omitting capacities of technologies absent in maf2020techdata.xlsx: gas bio, other RES
MW | DE | FR | UK | ES | PL | NL | BE | SE01 | SE02 | SE03 | SE04 | DKE1 | DKW1 | FI | NOM1 | NON1 | NOS0 | LT | LV | EE
Solar | 299470 | 100400 | 54790 | 128950 | 36740 | 59320 | 23300 | 0 | 1208.1012 | 17554.888 | 7657.0108 | 6195.4817 | 15514.5183 | 21270 | 1562.5 | 0 | 4687.5 | 6540 | 800 | 2400
Wind Onshore | 142000 | 50000 | 43480 | 75050 | 29500 | 12700 | 8900 | 7018.4769 | 12727.5783 | 5408.5475 | 3095.3973 | 4639.3818 | 23610.6182 | 46000 | 2429.0722 | 1485.8409 | 2445.0869 | 5210 | 290 | 860
Wind Offshore | 50520 | 17980 | 75030 | 5040 | 10900 | 33300 | 6860 | 0 | 1000 | 1400 | 4200 | 6847.1536 | 14392.8464 | 3600 | 0 | 0 | 6000 | 2100 | 500 | 1000
Reservoir | 1296.6278 | 8000 | 0 | 6426.351 | 198.3 | 0 | 0 | 5315 | 6795 | 1972 | 237 | 0 | 0 | 2400 | 0 | 0 | 0 | 0 | 0 | 0
Run-of-River | 4036 | 13600 | 1938.102 | 3500 | 536.5 | 43 | 134.25 | 0 | 0 | 0 | 0 | 0 | 0 | 0 | 0 | 0 | 0 | 128 | 1608.1351 | 0
PS Closed | 8393 | 1800 | 2954 | 4212 | 1323.1 | 0 | 1395 | 0 | 0 | 0 | 0 | 0 | 0 | 0 | 0 | 0 | 0 | 900 | 0 | 0
PS Open | 1457.7049 | 1700 | 0 | 1744.124 | 150 | 0 | 0 | 0 | 0 | 0 | 0 | 0 | 0 | 0 |  |  |  | 0 | 0 | 0
MW: PS Open turbine | [7 empty] | 4931.4 | 5540.4 | 24000.4
MW: PS Open pump | [7 empty] | 76 | 2 | 682
Hard coal new Bio | 0 | 0 | 0 | 0 | 3213 | 0 | 354 | 0 | 0 | 0 | 0 | 831 | 411 | 928 | 0 | 0 | 0 | 0 | 0 | 0
MW: Oil shale new Bio | [12 empty] | 464
Other renewable | 8564 | 2415 | 3053 | 1730 | 2183 | 415 | 615 | 199 | 744 | 2554 | 698 | 0 | 7 | 2625 | 0 | 0 | 0 | 210 | 159 | 168
Nuclear | 0 | 54700 | 4500 | 0 | 2220 | 243 | 1038 | 0 | 0 | 4800 | 0 | 0 | 0 | 3250 | 0 | 0 | 0 | 0 | 0 | 0
Lignite old 1 | 0 | 0 | 0 | 0 | 1873 | 0 | 0 | 0 | 0 | 0 | 0 | 0 | 0 | 0 | 0 | 0 | 0 | 0 | 0 | 0
Lignite old 2 | 0 | 0 | 0 | 0 | 1464 | 0 | 0 | 0 | 0 | 0 | 0 | 0 | 0 | 0 | 0 | 0 | 0 | 0 | 0 | 0
Hard coal old 1 | 0 | 0 | 0 | 0 | 3213 | 0 | 0 | 0 | 0 | 0 | 0 | 0 | 0 | 0 | 0 | 0 | 0 | 0 | 0 | 0
Hard coal old 2 | 0 | 0 | 0 | 0 | 2597 | 0 | 0 | 0 | 0 | 0 | 0 | 0 | 0 | 0 | 0 | 0 | 0 | 0 | 0 | 0
Hard coal new | 0 | 0 | 0 | 0 | 1663 | 0 | 0 | 0 | 0 | 0 | 0 | 0 | 0 | 0 | 0 | 0 | 0 | 0 | 0 | 0
Light oil | 745 | 0 | 389 | 0 | 0 | 0 | 0 | 0 | 0 | 0 | 0 | 531 | 152 | 0 | 0 | 0 | 0 | 0 | 0 | 0
Heavy oil old 1 | 0 | 0 | 0 | 0 | 0 | 0 | 140 | 0 | 0 | 0 | 0 | 65 | 0 | 0 | 0 | 0 | 0 | 0 | 0 | 0
Gas conventional old 1 | 0 | 0 | 1234 | 0 | 0 | 0 | 0 | 0 | 0 | 0 | 0 | 0 | 0 | 0 | 0 | 0 | 0 | 0 | 0 | 0
Gas conventional old 2 | 149 | 0 | 2458 | 0 | 0 | 0 | 828 | 0 | 0 | 0 | 0 | 0 | 0 | 0 | 0 | 0 | 0 | 110 | 0 | 0
Gas OCGT old | 23 | 0 | 1209 | 0 | 0 | 165 | 0 | 97 | 0 | 0 | 0 | 128 | 420 | 38 | 0 | 0 | 0 | 0 | 0 | 0
Gas CCGT old 1 | 54 | 0 | 0 | 0 | 0 | 0 | 0 | 0 | 0 | 0 | 0 | 38 | 47 | 0 | 0 | 0 | 0 | 0 | 0 | 0
Gas CCGT old 2 | 274 | 0 | 539 | 0 | 0 | 2073 | 0 | 0 | 0 | 0 | 0 | 0 | 54 | 640 | 0 | 0 | 0 | 0 | 0 | 0
Gas CCGT present 1 | 869 | 792 | 13117 | 20518 | 0 | 0 | 0 | 0 | 0 | 0 | 0 | 0 | 0 | 234 | 0 | 0 | 0 | 0 | 73 | 0
Gas CCGT present 2 | 12072 | 5347 | 408 | 0 | 0 | 3924 | 1732 | 0 | 0 | 0 | 0 | 0 | 0 | 0 | 0 | 0 | 0 | 403 | 0 | 0
Gas OCGT new | 1467 | 368 | 0 | 0 | 0 | 232 | 244 | 0 | 0 | 0 | 0 | 90 | 54 | 87 | 0 | 0 | 0 | 0 | 0 | 0
Gas CCGT new | 1507 | 0 | 1030 | 0 | 9642 | 0 | 2368 | 0 | 0 | 0 | 0 | 0 | 0 | 0 | 0 | 0 | 0 | 0 | 1004 | 0
Gas CCGT CCS | 0 | 0 | 3270 | 0 | 0 | 0 | 0 | 0 | 0 | 0 | 0 | 0 | 0 | 0 | 0 | 0 | 0 | 0 | 0 | 0
Other non-renewable | 4825 | 2600 | 17361 | 3980 | 4678 | 3664 | 1594 | 0 | 0 | 0 | 0 | 0 | 0 | 133 | 20 | 195 | 50 | 107 | 0 | 135
Note on A7: [Threaded comment] Your version of Excel allows you to read this threaded comment; however, any edits to it will get removed if the file is opened in a newer version of Excel. Learn more: https://go.microsoft.com/fwlink/?linkid=870924 Comment: Ignoring this as insignificant compared to solar PV and far from the model focus of Finland
Note on G14: [Threaded comment] Your version of Excel allows you to read this threaded comment; however, any edits to it will get removed if the file is opened in a newer version of Excel. Learn more: https://go.microsoft.com/fwlink/?linkid=870924 Comment: Unsure if value is reasonable (i.e., small reactor), but it is taken directly from website.
Note on Z19: [Threaded comment] Your version of Excel allows you to read this threaded comment; however, any edits to it will get removed if the file is opened in a newer version of Excel. Learn more: https://go.microsoft.com/fwlink/?linkid=870924 Comment: DK data aggregation is assumed in absence of TYNDP specification.
Note on AA19: [Threaded comment] Your version of Excel allows you to read this threaded comment; however, any edits to it will get removed if the file is opened in a newer version of Excel. Learn more: https://go.microsoft.com/fwlink/?linkid=870924 Comment: DK data aggregation is assumed in absence of TYNDP specification.
Note on D45: [Threaded comment] Your version of Excel allows you to read this threaded comment; however, any edits to it will get removed if the file is opened in a newer version of Excel. Learn more: https://go.microsoft.com/fwlink/?linkid=870924 Comment: Excluding this due to insignificant size.
Note on C124: [Threaded comment] Your version of Excel allows you to read this threaded comment; however, any edits to it will get removed if the file is opened in a newer version of Excel. Learn more: https://go.microsoft.com/fwlink/?linkid=870924 Comment: This is replaced to 7000 in "additional backbone inputs.xlsx"
Note on O134: [Threaded comment] Your version of Excel allows you to read this threaded comment; however, any edits to it will get removed if the file is opened in a newer version of Excel. Learn more: https://go.microsoft.com/fwlink/?linkid=870924 Comment: Other capacity
Note on O135: [Threaded comment] Your version of Excel allows you to read this threaded comment; however, any edits to it will get removed if the file is opened in a newer version of Excel. Learn more: https://go.microsoft.com/fwlink/?linkid=870924 Comment: Other capacity
Note on T164: [Threaded comment] Your version of Excel allows you to read this threaded comment; however, any edits to it will get removed if the file is opened in a newer version of Excel. Learn more: https://go.microsoft.com/fwlink/?linkid=870924 Comment: Re-classify "pondage" as "run of the river" to enable comparison.

## Flexibility
Data from 'Updated Electricity Modeling Results. xlsx' of TYNDP 2022 (outdated). Values in MW.
| Batteries | [10 empty] | DSR | [21 empty] | Gas | [12 empty] | Hydro Pumped Storage
| Utility |  |  | Prosumer |  |  | Total |  |  |  |  | Band 1 |  |  | Band 2 |  |  | Band 3 |  |  | Band 4 |  |  | Band 5 |  |  | Band 6 |  |  | Total |  |  |  | New OCGT |  |  | Old OCGT |  |  | Peaker |  |  | Total |  |  |  | Closed |  |  | Open |  |  | Total
| 2030 | 2040 | 2050 | 2030 | 2040 | 2050 | 2030 | 2040 | 2050 | 2035 |  | 2030 | 2040 | 2050 | 2030 | 2040 | 2050 | 2030 | 2040 | 2050 | 2030 | 2040 | 2050 | 2030 | 2040 | 2050 | 2030 | 2040 | 2050 | 2030 | 2040 | 2050 |  | 2030 | 2040 | 2050 | 2030 | 2040 | 2050 | 2030 | 2040 | 2050 | 2030 | 2040 | 2050 |  | 2030 | 2040 | 2050 | 2030 | 2040 | 2050 | 2030 | 2040 | 2050
DE00 | 9029.2448 | 19751.6477 | 29151.7234 | 9220.4341 | 18524.9454 | 34385.9894 | 18249.679 | 38276.5932 | 63537.7127 | 28263.1361 | DE00 | 285.5097 | 459.7 | 519.461 | 503.7379 | 810.9 | 916.317 | 681.2423 | 1096.7 | 1239.2709 | 70.005 | 196 | 221.48 | 218.37 | 611.3 | 690.769 |  |  |  | 1758.865 | 3174.6 | 3587.298 | DE00 | 2613.168 | 2613.168 | 2179.318 | 452.4 | 406.7 | 17.8 | 9159 | 36881 | 46137 | 12224.568 | 39900.868 | 48334.118 | DE00 | 7381.6401 | 7651.6401 | 7651.6401 | 1644.1 | 1644.1 | 1644.1 | 9025.7401 | 9295.7401 | 9295.7401
DEKF | 0 | 0 | 0 | 0 | 0 | 0 | 0 | 0 | 0 | 0 | DEKF | Total 2030: 0; Total 2040: 0; Total 2050: 0 | DEKF | [9 empty] | 0 | 0 | 0 | DEKF | [6 empty] | 0 | 0 | 0
FR00 | 620.0866 | 1356.4514 | 2002.0049 | 633.2166 | 1272.2072 | 2361.47 | 1253.3031 | 2628.6585 | 4363.4748 | 1940.9808 | FR00 | Band 1 2030: 1400; Band 1 2040: 1400; Band 1 2050: 1582; Band 2 2030: 4080; Band 2 2040: 4080; Band 2 2050: 4610.4; Total 2030: 5480; Total 2040: 5480; Total 2050: 6192.4 | FR00 | 437 | 437 | 437 | 199 | 199 | 199 |  | 16233 | 39170.8944 | 636 | 16869 | 39806.8944 | FR00 | 1950 | 2485.2942 | 2485.2942 | 1850 | 2357.843 | 2357.843 | 3800 | 4843.1372 | 4843.1372
FR15 | 51.4696 | 112.5908 | 166.1743 | 0 | 0 | 0 | 51.4696 | 112.5908 | 166.1743 | 82.0302 | FR15 | Band 1 2030: 1.5; Band 1 2040: 1.5; Band 1 2050: 1.695; Total 2030: 1.5; Total 2040: 1.5; Total 2050: 1.695 | FR15 | [9 empty] | 0 | 0 | 0 | FR15 | [6 empty] | 0 | 0 | 0
UK00 | 7741.5087 | 9551.9339 | 9304.5665 | 12547.1988 | 17598.0815 | 21559.2598 | 20288.7075 | 27150.0153 | 30863.8263 | 23719.3614 | UK00 | Band 1 2030: 4257.12; Band 1 2040: 7906.08; Band 1 2050: 8933.8704; Total 2030: 4257.12; Total 2040: 7906.08; Total 2050: 8933.8704 | UK00 | 49.9 | 49.9 | 49.9 | 816.89 | 816.89 | 816.89 | 4537 | 33016 | 48999.1508 | 5403.79 | 33882.79 | 49865.9408 | UK00 | 2744 | 2744 | 2744 |  |  |  | 2744 | 2744 | 2744
UKNI | 75.8748 | 121.0254 | 117.8912 | 27.6375 | 40.4885 | 49.6021 | 103.5123 | 161.5138 | 167.4933 | 132.5131 | UKNI | Band 1 2030: 100; Band 1 2040: 125; Band 1 2050: 141.25; Total 2030: 100; Total 2040: 125; Total 2050: 141.25 | UKNI | 395 | 395 | 395 | 12 | 12 | 12 |  | 16.4846 | 4004.4413 | 407 | 423.4846 | 4411.4413 | UKNI | [6 empty] | 0 | 0 | 0
ES00 | 6433.7046 | 14073.8532 | 20771.7899 | 5955.5944 | 6305.4033 | 7724.696 | 12389.299 | 20379.2566 | 28496.4858 | 16384.2778 | ES00 | Band 1 2040: 500; Band 1 2050: 565; Band 2 2040: 1100; Band 2 2050: 1243; Total 2030: 0; Total 2040: 1600; Total 2050: 1808 | ES00 | [7 empty] | 377 | 377 | 0 | 377 | 377 | ES00 | 6866.3999 | 6866.3999 | 6866.3999 | 2683.3201 | 2683.3201 | 2683.3201 | 9549.72 | 9549.72 | 9549.72
PL00 | 1960.7481 | 3069.351 | 2989.8637 | 2002.2658 | 2878.7249 | 3526.7014 | 3963.0139 | 5948.0759 | 6516.5651 | 4955.5449 | PL00 | Total 2030: 0; Total 2040: 0; Total 2050: 0 | PL00 |  | 3600 | 3600 |  |  |  | 6210 | 14000 | 21063.3701 | 6210 | 17600 | 24663.3701 | PL00 | 1323.1 | 1323.1 | 1323.1 | 212.18 | 212.18 | 212.18 | 1535.28 | 1535.28 | 1535.28
NL00 | 6802.8154 | 10367.6026 | 10099.1118 | 6946.8613 | 13957.068 | 18214.3793 | 13749.6767 | 24324.6706 | 28313.4911 | 19037.1736 | NL00 | Band 1 2030: 700; Band 1 2040: 700; Band 1 2050: 791; Total 2030: 700; Total 2040: 700; Total 2050: 791 | NL00 | 547.8 | 547.8 | 547.8 | 364 | 233 | 233 | 1924 | 9552 | 12982.0768 | 2835.8 | 10332.8 | 13762.8768 | NL00 | [6 empty] | 0 | 0 | 0
BE00 | 2104.863 | 4604.4286 | 4996.3079 | 2149.4324 | 4318.4645 | 5893.4076 | 4254.2954 | 8922.8931 | 10889.7155 | 6588.5943 | BE00 | 204.7805 | 219.1151 | 247.6 | 716.7316 | 766.9028 | 866.6002 | 204.7805 | 219.1151 | 247.6 | 614.3414 | 657.3453 | 742.8002 | 307.1707 | 328.6726 | 371.4001 |  |  |  | 2047.8045 | 2191.1509 | 2476.0005 | BE00 | 244 | 244 | 244 | 50 | 50 | 50 |  | 6331 | 14823.2645 | 294 | 6625 | 15117.2645 | BE00 | 1224 | 1224 | 1224 |  |  |  | 1224 | 1224 | 1224
SE01 | 189.1772 | 140.9396 | 137.2897 | 193.1829 | 132.1863 | 161.9404 | 382.3601 | 273.1259 | 299.23 | 327.743 | SE01 | Band 1 2030: 71.4; Band 1 2040: 71.4; Band 1 2050: 80.682; Band 2 2030: 71.4; Band 2 2040: 71.4; Band 2 2050: 80.682; Band 3 2030: 71.4; Band 3 2040: 71.4; Band 3 2050: 80.682; Total 2030: 214.2; Total 2040: 214.2; Total 2050: 242.046 | SE01 |  |  |  | 53.748 | 53.748 | 53.748 | 0 | 0 | 0 | 53.748 | 53.748 | 53.748 | SE01 | [6 empty] | 0 | 0 | 0
SE02 | 321.6012 | 239.5973 | 233.3924 | 328.4109 | 224.7168 | 275.2986 | 650.0121 | 464.3141 | 508.691 | 557.1631 | SE02 | Band 1 2030: 107.8; Band 1 2040: 107.8; Band 1 2050: 121.814; Band 2 2030: 107.8; Band 2 2040: 107.8; Band 2 2050: 121.814; Band 3 2030: 107.8; Band 3 2040: 107.8; Band 3 2050: 121.814; Total 2030: 323.4; Total 2040: 323.4; Total 2050: 365.442 | SE02 |  |  |  | 57.041 | 57.041 | 57.041 |  | 1257 | 1257 | 57.041 | 1314.041 | 1314.041 | SE02 | [6 empty] | 0 | 0 | 0
SE03 | 1683.6769 | 1254.3623 | 1221.878 | 1719.3278 | 1176.4585 | 1441.2693 | 3403.0046 | 2430.8208 | 2663.1473 | 2916.9127 | SE03 | Band 1 2030: 312.2; Band 1 2040: 312.2; Band 1 2050: 352.786; Band 2 2030: 312.2; Band 2 2040: 312.2; Band 2 2050: 352.786; Band 3 2030: 312.2; Band 3 2040: 312.2; Band 3 2050: 352.786; Total 2030: 936.6; Total 2040: 936.6; Total 2050: 1058.358 | SE03 | [7 empty] | 6528 | 0 | 0 | 6528 | 0 | SE03 | [6 empty] | 0 | 0 | 0
SE04 | 454.0252 | 338.255 | 329.4952 | 463.639 | 317.2472 | 388.6569 | 917.6642 | 655.5022 | 718.1521 | 786.5832 | SE04 | Band 1 2030: 88.2; Band 1 2040: 88.2; Band 1 2050: 99.666; Band 2 2030: 88.2; Band 2 2040: 88.2; Band 2 2050: 99.666; Band 3 2030: 88.2; Band 3 2040: 88.2; Band 3 2050: 99.666; Total 2030: 264.6; Total 2040: 264.6; Total 2050: 298.998 | SE04 | [7 empty] | 2054 | 2088.8895 | 0 | 2054 | 2088.8895 | SE04 | [6 empty] | 0 | 0 | 0
DKE1 | 25.4897 | 55.7593 | 82.2959 | 26.0295 | 52.2963 | 97.0723 | 51.5192 | 108.0555 | 179.3681 | 79.7874 | DKE1 | Total 2030: 0; Total 2040: 0; Total 2050: 0 | DKE1 | 106.21 | 106.21 | 106.21 | 12.71 | 11.83 | 11.83 |  | 1791 | 1895.0101 | 118.92 | 1909.04 | 2013.0501 | DKE1 | [6 empty] | 0 | 0 | 0
DKKF | 0 | 0 | 0 | 0 | 0 | 0 | 0 | 0 | 0 | 0 | DKKF | Total 2030: 0; Total 2040: 0; Total 2050: 0 | DKKF | [9 empty] | 0 | 0 | 0 | DKKF | [6 empty] | 0 | 0 | 0
DKW1 | 40.6855 | 89.0004 | 131.3568 | 41.547 | 83.4729 | 154.9423 | 82.2325 | 172.4732 | 286.2991 | 127.3529 | DKW1 | Total 2030: 0; Total 2040: 0; Total 2050: 0 | DKW1 | 62.67 | 62.67 | 62.67 | 82.32 | 82.32 | 82.32 |  | 3020 | 3789.3316 | 144.99 | 3164.99 | 3934.3216 | DKW1 | [6 empty] | 0 | 0 | 0
FI00 | 560.7724 | 883.2434 | 860.37 | 927.0507 | 1341.0684 | 1642.9315 | 1487.8231 | 2224.3118 | 2503.3015 | 1856.0674 | FI00 | 1000 | 1500 | 1695 |  | 3200 | 3616 | 650 | 850 | 960.5 | 940 | 2000 | 2260 | 950.4158 | 1187.0875 | 1341.4089 | 950.4158 | 1187.0875 | 1341.4089 | 4490.8315 | 9924.175 | 11214.3178 | FI00 | 87 | 87 | 87 | 128 | 38 |  |  | 0 | 44.6118 | 215 | 125 | 131.6118 | FI00 | [6 empty] | 0 | 0 | 0
NOM1 | 110.2921 | 80.422 | 71.2176 | 0 | 0 | 0 | 110.2921 | 80.422 | 71.2176 | 95.357 | NOM1 | Band 1 2030: 1423; Band 1 2040: 1423; Band 1 2050: 1607.99; Total 2030: 1423; Total 2040: 1423; Total 2050: 1607.99 | NOM1 | [9 empty] | 0 | 0 | 0 | NOM1 |  |  |  | 4455.9536 | 4455.9536 | 4455.9536 | 4455.9536 | 4455.9536 | 4455.9536
NON1 | 0 | 0 | 0 | 0 | 0 | 0 | 0 | 0 | 0 | 0 | NON1 | Band 1 2030: 1296; Band 1 2040: 1296; Band 1 2050: 1464.48; Total 2030: 1296; Total 2040: 1296; Total 2050: 1464.48 | NON1 | [8 empty] | 0 | 0 | 0 | 0 | NON1 |  |  |  | 5292.9404 | 5272.9404 | 5272.9404 | 5292.9404 | 5272.9404 | 5272.9404
NOS0 | 297.7886 | 217.1394 | 192.2874 | 0 | 0 | 0 | 297.7886 | 217.1394 | 192.2874 | 257.464 | NOS0 | Band 1 2030: 3575; Band 1 2040: 3575; Band 1 2050: 4039.75; Total 2030: 3575; Total 2040: 3575; Total 2050: 4039.75 | NOS0 | [7 empty] | 878 | 878 | 0 | 878 | 878 | NOS0 |  |  |  | 23611.7871 | 23491.7871 | 23491.7871 | 23611.7871 | 23491.7871 | 23491.7871
LT00 | 327.4449 | 446.789 | 435.2185 | 334.3784 | 419.0406 | 513.363 | 661.8233 | 865.8296 | 948.5815 | 763.8264 | LT00 | Band 1 2030: 40; Band 1 2040: 50; Band 1 2050: 56.5; Total 2030: 40; Total 2040: 50; Total 2050: 56.5 | LT00 | [7 empty] | 808 | 808 | 0 | 808 | 808 | LT00 | 930 | 930 | 930 |  |  |  | 930 | 930 | 930
LV00 | 28.6426 | 93.7167 | 91.2897 | 9.7951 | 29.435 | 36.0606 | 38.4377 | 123.1518 | 127.3503 | 80.7947 | LV00 | 0.3 | 0.3 | 0.339 | 1.5 | 1.5 | 1.695 | 5 | 5 | 5.65 | 30 | 30 | 33.9 | [6 empty] | 36.8 | 36.8 | 41.584 | LV00 | [7 empty] | 0 | 552.1291 | 0 | 0 | 552.1291 | LV00 | [6 empty] | 0 | 0 | 0
EE00 | 203.4276 | 280.5388 | 273.2737 | 207.7351 | 263.1156 | 322.3406 | 411.1627 | 543.6544 | 595.6143 | 477.4085 | EE00 | Band 1 2030: 90; Band 1 2040: 173.3333; Band 1 2050: 195.8667; Total 2030: 90; Total 2040: 173.3333; Total 2050: 195.8667 | EE00 | [8 empty] | 419.3235 | 0 | 0 | 419.3235 | EE00 | [6 empty] | 0 | 0 | 0
Totals |  | 2030 |  |  |  | 2040 |  |  |  | 2050 |  | Band 1 2050: 2035; Band 3 2030: Growth since prior period; Band 3 2050: 2030; Band 5 2030: 2040; Band 6 2040: 2050
|  | HPS | DSR | Batteries | Gas | HPS | DSR | Batteries | Gas | HPS | DSR | Batteries | Gas | HPS | DSR | Batteries | Gas |  |  | HPS | DSR | Batteries | Gas | HPS | DSR | Batteries | Gas | HPS | DSR | Batteries | Gas
Germany |  | 9025.7401 | 1758.865 | 18249.679 | 12224.568 | 9295.7401 | 3174.6 | 38276.5932 | 39900.868 | 9295.7401 | 3587.298 | 63537.7127 | 48334.118 | 9160.7401 | 2466.7325 | 28263.1361 | 26062.718 | Estonia |  | 0 | 90 | 543.6544 | 0 | 0 | 83.3333 | 132.4917 | 0 | 0 | 22.5333 | 51.9599 | 419.3235
France |  | 3800 | 5481.5 | 1304.7728 | 636 | 4843.1372 | 5481.5 | 2741.2494 | 16869 | 4843.1372 | 6194.095 | 4529.6492 | 39806.8944 | 4321.5686 | 5481.5 | 2023.0111 | 8752.5 | Latvia |  | 0 | 36.8 | 38.4377 | 0 | 0 | 0 | 84.7141 | 0 | 0 | 4.784 | 4.1986 | 552.1291
UK |  | 2744 | 4357.12 | 20392.2199 | 5810.79 | 2744 | 8031.08 | 27311.5292 | 34306.2746 | 2744 | 9075.1204 | 31031.3196 | 54277.3821 | 2744 | 6194.1 | 23851.8745 | 20058.5323 | Lithuania |  | 930 | 40 | 661.8233 | 0 | 0 | 10 | 204.0062 | 808 | 0 | 6.5 | 82.7519 | 0
Spain |  | 9549.72 | 0 | 12389.299 | 0 | 9549.72 | 1600 | 20379.2566 | 377 | 9549.72 | 1808 | 28496.4858 | 377 | 9549.72 | 800 | 16384.2778 | 188.5 | Norway |  | 33360.6812 | 6294 | 408.0807 | 0 | -140 | 0 | -110.5192 | 878 | 0 | 818.22 | -34.0565 | 0
Poland |  | 1535.28 | 0 | 3963.0139 | 6210 | 1535.28 | 0 | 5948.0759 | 17600 | 1535.28 | 0 | 6516.5651 | 24663.3701 | 1535.28 | 0 | 4955.5449 | 11905 | Finland |  | 0 | 4490.8315 | 1487.8231 | 215 | 0 | 5433.3435 | 736.4888 | -90 | 0 | 1290.1428 | 278.9896 | 6.6118
Netherlands |  | 0 | 700 | 13749.6767 | 2835.8 | 0 | 700 | 24324.6706 | 10332.8 | 0 | 791 | 28313.4911 | 13762.8768 | 0 | 700 | 19037.1736 | 6584.3 | Denmark |  | 0 | 0 | 133.7517 | 263.91 | 0 | 0 | 146.7771 | 4810.12 | 0 | 0 | 185.1385 | 873.3417
Belgium |  | 1224 | 2047.8045 | 4254.2954 | 294 | 1224 | 2191.1509 | 8922.8931 | 6625 | 1224 | 2476.0005 | 10889.7155 | 15117.2645 | 1224 | 2119.4777 | 6588.5943 | 3459.5 | Sweden |  | 0 | 1738.8 | 5353.041 | 110.789 | 0 | 0 | -1529.2779 | 9839 | 0 | 226.044 | 365.4573 | -6493.1105
Sweden |  | 0 | 1738.8 | 5353.041 | 110.789 | 0 | 1738.8 | 3823.7631 | 9949.789 | 0 | 1964.844 | 4189.2204 | 3456.6785 | 0 | 1738.8 | 4588.402 | 5030.289 | Belgium |  | 1224 | 2047.8045 | 4254.2954 | 294 | 0 | 143.3464 | 4668.5977 | 6331 | 0 | 284.8496 | 1966.8224 | 8492.2645
Denmark |  | 0 | 0 | 133.7517 | 263.91 | 0 | 0 | 280.5288 | 5074.03 | 0 | 0 | 465.6673 | 5947.3717 | 0 | 0 | 207.1402 | 2668.97 | Netherlands |  | 0 | 700 | 13749.6767 | 2835.8 | 0 | 0 | 10574.9939 | 7497 | 0 | 91 | 3988.8205 | 3430.0768
Finland |  | 0 | 4490.8315 | 1487.8231 | 215 | 0 | 9924.175 | 2224.3118 | 125 | 0 | 11214.3178 | 2503.3015 | 131.6118 | 0 | 7207.5033 | 1856.0674 | 170 | Poland |  | 1535.28 | 0 | 3963.0139 | 6210 | 0 | 0 | 1985.062 | 11390 | 0 | 0 | 568.4892 | 7063.3701
Norway |  | 33360.6812 | 6294 | 408.0807 | 0 | 33220.6812 | 6294 | 297.5615 | 878 | 33220.6812 | 7112.22 | 263.505 | 878 | 33290.6812 | 6294 | 352.8211 | 439 | Spain |  | 9549.72 | 0 | 12389.299 | 0 | 0 | 1600 | 7989.9576 | 377 | 0 | 208 | 8117.2292 | 0
Lithuania |  | 930 | 40 | 661.8233 | 0 | 930 | 50 | 865.8296 | 808 | 930 | 56.5 | 948.5815 | 808 | 930 | 45 | 763.8264 | 404 | UK |  | 2744 | 4357.12 | 20392.2199 | 5810.79 | 0 | 3673.96 | 6919.3093 | 28495.4846 | 0 | 1044.0404 | 3719.7904 | 19971.1075
Latvia |  | 0 | 36.8 | 38.4377 | 0 | 0 | 36.8 | 123.1518 | 0 | 0 | 41.584 | 127.3503 | 552.1291 | 0 | 36.8 | 80.7947 | 0 | France |  | 3800 | 5481.5 | 1304.7728 | 636 | 1043.1372 | 0 | 1436.4766 | 16233 | 0 | 712.595 | 1788.3998 | 22937.8944
Estonia |  | 0 | 90 | 411.1627 | 0 | 0 | 173.3333 | 543.6544 | 0 | 0 | 195.8667 | 595.6143 | 419.3235 | 0 | 131.6667 | 477.4085 | 0 | Germany |  | 9025.7401 | 1758.865 | 18249.679 | 12224.568 | 270 | 1415.735 | 20026.9142 | 27676.3 | 0 | 412.698 | 25261.1195 | 8433.25
Total |  |  |  | 82797.0768 |  |  |  | 136063.0688 |  |  |  | Band 1 2050: 62755.9898; Band 2 2030: 33215.5802; Band 2 2040: 109430.0728; Band 2 2050: 85723.3093; Band 3 2030: Total
Data from Visualization platform of TYNDP 2024. Scenario: Distributed Energy 2035. Values in GW.
|  | Batteries | DSR | EVs | PS Closed | PS Opened
Germany |  | 50.18 | 20.1 | 33.21 | 7.23 | 2.14
France |  | 3.36 | 6.5 | 22.37 | 2.18 | 2.07
UK |  | 3.15 | 17.52 | 19.94 | 2.74
Spain |  | 4.61 | 2.7 | 17.4 | 6.91 | 4.22
Poland |  |  |  | 10.18 | 1.33 | 0.22
Netherlands |  | 21.33 | 2.02 | 6.02
Belgium |  | 0.69 | 3.27 | 3.89 | 1.31
Sweden |  | 0.58 | 1.74 | 3.42
Denmark |  | 0.53 |  | 2.47
Finland |  | 1.27 | 6.26 | 2.65
Norway |  |  | 10.63 |  |  | 0.71
Lithuania |  | 0.94 | 0.04 | 0.78 | 0.94
Latvia |  | 0.04 | 0.15 | 0.37
Estonia |  |  | 0.26 | 0.26
Total |  | 86.68 | 71.19 | 122.96 | 22.64 | 9.36
HPS data analysis and pre-processing
Existing values | [7 empty] | Comparison |  |  |  | Band 2 2030: [1] data from TYNDP-2020-capacities.xlsx. This is the reference for currently used scenario values to be replaced.
| NT 2025 [1] |  |  | Changes inc |  |  |  |  | VP | 2022 | Capacities | Band 1 2030: Changes.inc; Band 2 2030: VP values for Norway are obviously incorrect
| PS Closed | PS Open |  | PS Closed | PS Open | Total |  | DE | 9370 | 9295.7401 | 9850.7049 | Band 1 2030: 9900; Band 1 2040: 530
DE00 | 8393 | 1457.7049 | 9850.7049 | 8400 | 1500 | 9900 |  | FR | 4250 | 4843.1372 | 2954 | Band 1 2030: 3500; Band 1 2040: -750
FR00 | 2954 |  | 2954 | 1800 | 1700 | 3500 |  | UK | 2740 | 2744 | 3500 | Band 1 2030: 3000; Band 1 2040: 260
UK00 | 1800 | 1700 | 3500 | 3000 |  | 3000 |  | ES | 11130 | 9549.72 | 5956.124 | Band 1 2030: 5900; Band 1 2040: -5230
ES00 | 4212 | 1744.124 | 5956.124 | 4200 | 1700 | 5900 |  | PL | 1550 | 1535.28 | 1473.1 | Band 1 2030: 1450; Band 1 2040: -100
PL00 | 1323.1 | 150 | 1473.1 | 1300 | 150 | 1450 |  | BE | 1310 | 1224 | 1395 | Band 1 2030: 1400; Band 1 2040: 90
BE00 | 1395 |  | 1395 | 1400 |  | 1400 |  | NO | 710 | 33220.6812 | 34472.2 | Band 1 2030: 34400; Band 1 2040: 1179.3188
NOM1 |  | 4931.4 | 4931.4 |  | 4900 | 4900 |  | LT | 940 | 930 | 900 | Band 1 2030: 900; Band 1 2040: -40
NON1 |  | 5540.4 | 5540.4 |  | 5500 | 5500 |  | Total | 32000 | 63342.5584 | 60501.1289 | Band 1 2030: 60450
NOS0 |  | 24000.4 | 24000.4 |  | 24000 | 24000
LT00 | 900 |  | 900 | 900 |  | 900
Total | 20977.1 | 39524.0289 | 60501.1289 | 21000 | 39450 | 60450
Batteries data analysis and pre-processing
NT 2025 [1] |  | Final [3] | [6 empty] | Comparison |  |  | Band 2 2040: VP breakdown; Band 4 2030: [1] data from TYNDP-2020-capacities.xlsx. (NEBB input file before development of "timeseries update" branch)
UK00 | 410 |  | Prosumer |  | Utility |  | Total |  |  |  | 2022 | Band 1 2030: Draft [2]; Band 1 2040: Final [3]; Band 1 2050: VP; Band 2 2040: DE00; Band 2 2050: 50180; Band 4 2030: [2] Draft Supply Inputs of TYNDP 2024. Collected and aggregated previously
ES00 | 500 |  | 2030 | 2040 | 2030 | 2040 | 2035 |  | Germany |  | 28263.1361 | Band 1 2030: 238528.7009; Band 1 2040: 138281.4; Band 1 2050: 50180; Band 2 2040: FR00; Band 2 2050: 3360; Band 4 2030: [3] Final Supply inputs of TYNDP 2024
PL00 | 111 | DE00 | 50538 | 157525 | 6400.8 | 62099 | 138281.4 |  | France |  | 2023.0111 | Band 1 2030: 10777; Band 1 2040: 10777; Band 1 2050: 3360; Band 2 2040: UK00; Band 2 2050: 3150
BE00 | 410 | DEKF | 0 | 0 | 0 | 0 | 0 |  | UK |  | 23851.8745 | Band 1 2030: 30386.7; Band 1 2040: 40016.2; Band 1 2050: 3150; Band 2 2040: ES00; Band 2 2050: 4610
| 1431 | FR00 | 0 | 0 | 940 | 20614 | 10777 |  | Spain |  | 16384.2778 | Band 1 2030: 24825; Band 1 2040: 17325; Band 1 2050: 4610; Band 2 2040: PL00; Band 2 2050: 0
|  | UKNI | 484.2121 | 8659.2019 | 670.7879 | 9654.7981 | 9734.5 |  | Poland |  | 4955.5449 | Band 1 2030: 0; Band 1 2040: 0; Band 1 2050: 0; Band 2 2040: NL00; Band 2 2050: 21330
|  | UK00 | 23375.53 | 37187.87 | 0 | 0 | 30281.7 |  | Netherlands |  | 19037.1736 | Band 1 2030: 67142.6877; Band 1 2040: 60703.8; Band 1 2050: 21330; Band 2 2040: BE00; Band 2 2050: 690
|  | ES00 | 1400 | 2250 | 5000 | 26000 | 17325 |  | Belgium |  | 6588.5943 | Band 1 2030: 3401.5; Band 1 2040: 2148; Band 1 2050: 690; Band 2 2040: SE01; Band 2 2050: 41.614
|  | PL00 | 0 | 0 | 0 | 0 | 0 |  | Sweden |  | 4588.402 | Band 1 2030: 3059.219; Band 1 2040: 1460.4; Band 1 2050: 580; Band 2 2040: SE02; Band 2 2050: 69.7301
|  | NL00 | 17675.6729 | 64349.674 | 8721.5271 | 30660.726 | 60703.8 |  | Denmark |  | 207.1402 | Band 1 2030: 2000; Band 1 2040: 2000; Band 1 2050: 530; Band 2 2040: SE03; Band 2 2050: 366.4713
|  | BE00 | 520 | 1566 | 1105 | 1105 | 2148 |  | Finland |  | 1856.0674 | Band 1 2030: 4000; Band 1 2040: 4000; Band 1 2050: 1270; Band 2 2040: SE04; Band 2 2050: 102.1847
|  | SE01 | 0 | 0 | 0 | 0 | 0 |  | Norway |  | 352.8211 | Band 1 2030: 0; Band 1 2040: 0; Band 1 2050: 0; Band 2 2040: DKE1; Band 2 2050: 210.7301
|  | SE02 | 33.4 | 100.2 | 0 | 0 | 66.8 |  | Lithuania |  | 763.8264 | Band 1 2030: 200; Band 1 2040: 3200; Band 1 2050: 940; Band 2 2040: DKW1; Band 2 2050: 319.2699
|  | SE03 | 485.2 | 1455.5 | 0 | 0 | 970.35 |  | Latvia |  | 80.7947 | Band 1 2030: 160; Band 1 2040: 160; Band 1 2050: 40; Band 2 2040: FI00; Band 2 2050: 1270
|  | SE04 | 211.6 | 634.9 | 0 | 0 | 423.25 |  | Estonia |  | 477.4085 | Band 1 2030: 0; Band 1 2040: 0; Band 1 2050: 0; Band 2 2040: NOM1; Band 2 2050: 0
|  | DKE1 | 0 | 0 | 0 | 0 | 0 |  | Total |  | 109430.0728 | Band 1 2030: 384480.8077; Band 1 2040: 280071.8; Band 1 2050: 86680; Band 2 2040: NON1; Band 2 2050: 0
|  | DKKF | 0 | 0 | 0 | 0 | 0 |  |  |  |  | Band 2 2040: NOS0; Band 2 2050: 0
|  | DKW1 | 150.3617 | 189.9561 | 1849.6383 | 1810.0439 | 2000 |  |  |  |  | Band 2 2040: LT00; Band 2 2050: 940
|  | FI00 | 688.9361 | 2882.5111 | 1311.0639 | 3117.4889 | 4000 |  |  |  |  | Band 2 2040: LV00; Band 2 2050: 40
|  | NOM1 | 0 | 0 | 0 | 0 | 0 |  |  |  |  | Band 2 2040: EE00; Band 2 2050: 0
|  | NON1 | 0 | 0 | 0 | 0 | 0
|  | NOS0 | 0 | 0 | 0 | 0 | 0
|  | LT00 | 0 | 0 | 2200 | 4200 | 3200
|  | LV00 | 10.9567 | 20.7238 | 149.0433 | 139.2762 | 160
|  | EE00 | 0 | 0 | 0 | 0 | 0
GW
Pumped hydro
Demand response
Batteries
Gas
2030
2040
2050

## H2
Supply and demand | Source: Visual Platform. TYNDP 2024 release - Distributed Energy 2035 scenario.
[1] Share of average electricity demand of price zones within countries. Values taken from calculation for demand coefficients
[2] Assumption - H2 demand and electrolyser production is distributed with the same proportions.
[3] Norway is excluded because: near-none-existing electroloyser capacity and supply values, non-sensible import value, disconnect between 5 price areas for average el. demand available and 3 areas modeled.
Destination files: \north_european_model\input\capacity\TYNDP-2024-capacities.xlsx, \north_european_model\input\demand.xlsx
|  |  | DE | FR | UK | ES | PL | NL | BE | SE01 | SE02 | SE03 | SE04 | DKW1 | DKE1 | FI | NOM1 [3] | NON1 | NOS0 | LT | LV | EE | NEBB | EU | NEBB | EU | NEBB - NO
Capacity | Electrolyser | GW | 21.03 | 4.18 | 19.07 | 48 | 5.24 | 8.23 | 0.37 | 9.35 |  |  |  | 12.1 |  | 15.3 | 0.09 |  |  | 2.28 | 1.45 |  | 146.69 | 152
| Imports |  | 98.01 | 37.93 | 16.65 | 14.66 | 14.92 | 13.4 | 32.36 | 2.39 |  |  |  | 2.94 |  | 55.31 | 0.06 |  |  | 12.5 | 12.5 | 12.5 | 326.13 | 423
| Steam CH4 reformer |  | 6.22 | 1.68 | 1.5 | 1.84 | 2.88 | 4.3 | 1.47 | 0.42 | [5 empty] | 0.5 |  |  |  | 0.94 |  | 0.11 | 21.86 | 28
Supply | Electrolyser | TWh | 57.56 | 12.26 | 68.31 | 88.87 | 12.93 | 23.3 | 0.93 | 32.83 |  |  |  | 36.92 |  | 50.48 | 0.3 |  |  | 7.57 | 5.34 |  | 397.6 | 389 | 54.44% | 36.09%
| Imports |  | 234.36 | 63.02 | 3.05 | 5.49 | 40.43 | 20.85 | 34.85 | -3.66 |  |  |  | -14.61 |  | -28.74 | -178.17 |  |  | 0.08 | -2.75 | 1.6 | 175.8 | 487 | 24.07% | 45.18% | 38.97%
| Steam CH4 reformer |  | 54.26 | 14.47 | 12.97 | 12.52 | 7.68 | 36.11 | 12.77 | 2.08 | [5 empty] | 2.2 |  |  |  | 1.56 |  | 0.34 | 156.96 | 202 | 21.49% | 18.74%
| Total |  | 346.18 | 89.75 | 84.33 | 106.88 | 61.04 | 80.26 | 48.55 | 31.25 |  |  |  | 22.31 |  | 23.94 | -177.87 |  |  | 9.21 | 2.59 | 1.94 | 730.36 | 1078
| Electrlyoser % |  | 16.63% | 13.66% | 81% | 83.15% | 21.18% | 29.03% | 1.916% | 105.1% |  |  |  | 165.5% |  | 210.9%
Demand | E-diesel | TWh | 45.54 | 18.02 |  | 13.45 | 8.25 | 6.31 | 5.14 | 2.14 |  |  |  | 5.47 |  | 3.2 |  |  |  | 0.51 | 0.52 | 0.35 | 108.9
| E-kerosene |  | 46.09 | 17.94 |  | 13.17 | 7.57 | 6.29 | 5.11 | 2.13 |  |  |  | 5.43 |  | 3.18 |  |  |  | 0.49 | 0.52 | 0.35 | 108.27
| H2 boiler |  | 6.56 |  | 0.07 | 0.05 | 0.07 |  | 0.05 | 0.31 | [9 empty] | 0.01 | 0.01 | 0.01 | 7.14
| H2P |  | 2.03 | 0.01 |  |  | 0.03 | 1.38 | 0.08 | [13 empty] | 3.53
| Native |  | 205.68 | 38.98 | 84.4 | 70.95 | 36.81 | 61.2 | 33.7 | 25.01 |  |  |  | 6.78 |  | 14.91 |  |  |  | 7.54 | 1.1 | 0.94 | 588
| SNG |  | 39.17 | 14.76 |  | 11.69 | 8.3 | 4.96 | 4.45 | 1.78 |  |  |  | 4.92 |  | 2.66 |  |  |  | 0.49 | 0.45 | 0.29 | 93.92
| Total |  | 345.07 | 89.71 | 84.47 | 109.31 | 61.03 | 80.14 | 48.53 | 31.37 |  |  |  | 22.6 |  | 23.95 | 0 |  |  | 9.04 | 2.6 | 1.94 | 909.76
| Native share |  | 59.61% | 43.45% | 99.92% | 64.91% | 60.31% | 76.37% | 69.44% | 79.73% |  |  |  | 30% |  | 62.25% |  |  |  | 83.41% | 42.31% | 48.45% | 64.63%
| Demand share [1] | [8 empty] | 7.175% | 12.02% | 63.18% | 17.62% | 60.24% | 39.76%
Model inputs | Electrolyser capacity [2] | MW | 21030 | 4180 | 19070 | 48000 | 5240 | 8230 | 370 | 670.8467 | 1124.0966 | 5907.7694 | 1647.2873 | 7288.9916 | 4811.0084 | 15300 |  |  |  | 2280 | 1450 | 0 | 146600
| Normalized demand | MW | 17215.6187 | 4475.6518 | 4214.227 | 5453.5001 | 3044.8002 | 3998.2023 | 2421.1724 | 112.2901 | 188.1577 | 988.8761 | 275.7323 | 679.2129 | 448.3061 | 1194.8708 |  |  |  | 451.0076 | 129.7146 | 96.787 | 45388.1279 | 7.6252 | 10.8932
|  | TWh | 150.8088 | 39.2067 | 36.9166 | 47.7727 | 26.6724 | 35.0243 | 21.2095 | 13.7099 | 0 | 0 | 0 | 9.8771 | 0 | 10.4671 | 0 | 0 | 0 | 3.9508 | 1.1363 | 0.84785 | 397.6
| Average supply | MW | 6570.7763 | 1399.5434 | 7797.9452 | 10144.9772 | 1476.0274 | 2659.8174 | 106.1644 | 268.8924 | 450.5664 | 2367.9837 | 660.2745 | 2538.8653 | 1675.7465 | 5762.5571 |  |  |  | 864.1553 | 609.589 | 0
Storage | Source | H2 STORAGES.xlsx
| Year | 2035
| Scenario | All
| Disclaimers | H2 STORAGES.xlsx shows cost units inconsistently, but expected units (MWh) are used for all values.
Plexos result file specifies load as discharge and generation (power in H2 storages.xlsx) as charge
| Selection | It is unclear if max (dis)charge or max (dis)charge expansion values should be used. Plexos output file contains contradictory information: (1) only max (dis)charge values are reach on hourly bais,
(2) installed capacities are orders of magnitude larger. Given flexibility shortage in NEBB, the latter is chosen. Even if these are not the TYNDP values, they still provide legitimate basis.
|  |  | DE | FR | UK | ES | PL | NL | BE | SE01 | SE02 | SE03 | SE04 | DKW1 | DKE1 | FI | NOM1 | NON1 | NOS0 | LT | LV | EE | NEBB
Zone 1 | Capacity | GWh | 77.9618 | 13.2881 | 12.6856 | 16.9732 | 20.0927 | 20.837 | 14.3202 | 4.7021 |  |  |  | 0.97432 |  | 6.4012 |  |  |  | 4.0337 | 0.52988 | 0.36564 | 193.1653
| Max power | MW | 3248.408 | 553.6697 | 528.5651 | 707.2161 | 837.1952 | 868.2087 | 596.6735 | 14.0569 | 23.5542 | 123.791 | 34.5172 | 24.4552 | 16.1414 | 266.7168 |  |  |  | 168.0712 | 22.0784 | 15.2351 | 8048.5537
[10 empty] | 195.9193 |  |  |  | 40.5966
Zone 2 | Capacity | GWh | 718.5 | 2315.6999 | 0 | 575 | 4.8846 | 250 | 0 | 0 |  |  |  | 116 |  | 0 |  |  |  | 0 | 150 | 0 | 4130.0845
| Max capacity | GWh | 13913 | 2315.6999 | 1583.2053 | 575 | 63.5 | 625 | 4327.5998 | 280.9542 |  |  |  | 230 |  | 1533.585 |  |  |  | 399.3665 | 1445.1879 | 327.782 | 27619.8806
| Max charge | MW | 1398.75 | 333.3333 | 0 | 5916.6667 | 41.6667 | 1000 | 0 | 0 |  |  |  | 395.8333 |  | 0 |  |  |  | 0 | 312.5 | 0 | 9398.75
| Max charge expansion | MW | 30020.8333 | 1666.6667 | 3276.0417 | 5916.6667 | 291.6667 | 7250 | 3395.4733 | 1105.6067 |  |  |  | 1200 |  | 1094.206 |  |  |  | 284.9462 | 625 | 233.8709 | 56360.9782
| Max discharge | MW | 1232.5 | 333.3333 | 0 | 2958.3333 | 41.6667 | 1000 | 0 | 0 |  |  |  | 131.6667 |  | 0 |  |  |  | 0 | 187.5 | 0 | 5885
| Max discharge expansion | MW | 10020.8333 | 1666.6667 | 2340.0537 | 2958.3333 | 270.8333 | 7250 | 2024.8656 | 758.3333 |  |  |  | 1200 |  | 815.9722 |  |  |  | 168.0555 | 241.2634 | 163.9785 | 29879.1889 | Warning - number of countries have H2 storage charge capacities larger than electrolyser ones.
| Normalized charge | MW | 28390.7922 | 4725.4046 | 3230.6801 | 1173.3419 | 129.5778 | 1275.3716 | 8830.8767 | 41.1343 | 68.9262 | 362.2465 | 101.0066 | 282.7266 | 186.6102 | 3129.4252 | 0 | 0 | 0 | 814.9452 | 2949.0425 | 668.8701
| Normalized discharge | MW | 15051.0845 | 2505.1243 | 1712.7116 | 622.035 | 68.6943 | 676.125 | 4681.5978 | 21.8069 | 36.5405 | 192.0412 | 53.5476 | 149.8846 | 98.9294 | 1659.0324 | 0 | 0 | 0 | 432.0348 | 1563.4044 | 354.5946
| Charge/discharge |  | 1.1349 | 1 |  | 2 | 1 | 1 | [5 empty] | 3.0063 | [6 empty] | 1.6667 |  | 1.5971
| Charge/discharge expansion |  | 2.9958 | 1 | 1.4 | 2 | 1.0769 | 1 | 1.6769 | 1.4579 |  |  |  | 1 |  | 1.341 |  |  |  | 1.6955 | 2.5905 | 1.4262 | 1.8863
Zone 1 | (Dis)charge | d | 1
Zone 2 | Charge | d | 20.4189
| Discharge | d | 38.5161
Storage | Source | MMStandardOutputFile_DE2035_Plexos_CY2009_H2_v11_SoS.xlsb
| Disclaimer | Charge and discharge values are identical for installed capacity and differ by 0.6% for annual output. Thus, only charge rates are collected.
| Warning | Cannot make sence of installed capacity values. Let's not use them untill understanding is gained.
|  |  | DE | FR | UK | ES | PL | NL | BE | SE01 | SE02 | SE03 | SE04 | DKW1 | DKE1 | FI | NOM1 | NON1 | NOS0 | LT | LV | EE | NEBB
Zone 1 | Annual output | GWh | 7074.118 | 1638.353 | 1506.099 | 2572.881 | 1304.629 | 1723.492 | 1484.72 | 625.562 | [5 empty] | 815.407 |  |  |  | 216.723 | 75.244 |  | 19037.228
| Installed capacity | MW | 77960 | 13290 | 12690 | 16970 | 20090 | 20840 | 14320 | 4700 | [6 empty] | 6400 |  |  | 4030 | 530 | 370 | 192190
Zone 2 | Annual output | GWh | 4417.479 | 1402.338 |  | 27256.37 | 776.816 | 23538.58 | [12 empty] | 899.204 |  | 58290.787
| Installed capacity | MW | 718500 | 2315700 |  | 1150000 | 48315 | 875000 | [12 empty] | 150000 |  | 5257515
|  |  | Zone 1 | Zone 2
Storage only supply duration |  | d | 17.4763 | 53.5114
Full discharge duration |  | d | 4.1273 | 0.46196 | Geological storage cannot be discharged in half a day
Annual output / storage capacity |  | cycles | 98.5541 | 1.9509 | Values plausible
Annual output / installed capacity |  | h | 99.0542 | 11.0871 | Would zone 2 discharge work just 11 hours?
Result visibility
|  |  | DE | FR | UK | ES | PL | NL | BE | SE01 | SE02 | SE03 | SE04 | DKW1 | DKE1 | FI | NOM1 | NON1 | NOS0 | LT | LV | EE
| Plot Y-axis ranges | GW | 200 | 120 | 160 | 120 | 60 | 80 | 24 | 3.2287 | 5.4101 | 28.4331 | 7.9281 | 36.1438 | 23.8562 | 60 |  |  |  | 10 | 2 | 3.2
| Zone 1 power share |  | 3.285% | 1.166% | 4.874% | 8.454% | 2.46% | 3.325% | 0.4424% | 8.328% | 8.328% | 8.328% | 8.328% | 7.024% | 7.024% | 9.604% |  |  |  | 8.642% | 30.48% | 0%
E-fuels | Source | MMStandardOutputFile_DE2035_Plexos_CY2009_Heat_SynthFuels_v11_SoS.xlsb
| Disclaimers | No installed capacity values - just max use. All e-fuel production occurs in zone 2.
|  |  | DE | FR | UK | ES | PL | NL | BE | SE01 | SE02 | SE03 | SE04 | DKW1 | DKE1 | FI | NOM1 | NON1 | NOS0 | LT | LV | EE | NEBB
Max | E-diesel | MW Synfuel | 4209 | 1583 |  | 1250 | 893 | 531 | 479 | 190 |  |  |  | 527 |  | 284 |  |  |  | 53 | 49 | 32 | 10080
| E-kerosene |  | 4199 | 1578 |  | 1247 | 891 | 531 | 477 | 189 |  |  |  | 526 |  | 284 |  |  |  | 53 | 49 | 32 | 10056
| SNG |  | 3428 | 1288 |  | 1018 | 726 | 433 | 390 | 155 |  |  |  | 429 |  | 232 |  |  |  | 43 | 39 | 26 | 8207
Sum | E-diesel | GWh Synfuel | 33505.997 | 12976.596 |  | 9681.332 | 5940.576 | 4540.451 | 3702.142 | 1537.592 |  |  |  | 3934.238 |  | 2298.542 |  |  |  | 368.248 | 377.069 | 254.728 | 79117.511
| E-kerosene |  | 33188.48 | 12913.062 |  | 9482.194 | 5456.592 | 4535.626 | 3677.829 | 1526.364 |  |  |  | 3907.321 |  | 2286.766 |  |  |  | 356.331 | 373.89 | 253.666 | 77958.121
| SNG |  | 29768.708 | 11211.665 |  | 8883.774 | 6296.975 | 3768.536 | 3386.749 | 1351.29 |  |  |  | 3733.305 |  | 2022.565 |  |  |  | 372.919 | 338.703 | 226.153 | 71361.342

## Powerlines
Sources |  | [1] Electricity and Hydrogen Reference Grid & Investment Candidates.xlsx, [2] MMStandardOutputFile_DE2035_Plexos_CY2009_H2_v11_SoS,
[3] TYNDP-2020-Scenario-Datafile.xlsx and [4] additional-lines1.xlsx (before "timeseries update" branch development), [5] transferdata_TYNDP2020.xlsx DE 2035 scenario (May 15 version)
Ordered by |  | decreasing population of countries of node 1 first and then node 2
Extra color |  | nodes that are not modeled themselves but are within countries modeled in NEBB
Terminology |  | Dirrection: dir 1 /export - from node 1 to node 2, dir 2 / import - from node 2 to node 1. Note that import capacity values to be coppied to destination file have to be negative. Electricity transmision investment candidate types according to methodology report: - "Real" projects have been investigated in the previous TYNDP cycle, are usually expected to be commissioned in a nearer future, have more certain technical and economic characteristics. - "Concept" projects are expected to be commissioned after 2040, have less certain technical and economic parameters, adds incremental capacity to borders with already existing transmission capacity. No explicit definition of "year", but from the context it seems to refer to a year of expected project commissioning. Units used: MW.
Investment candidates |  | Subset of realized investment candidates is determined from hourly transfer profiles in Plexos result file (transmission lines that never used are likely not built)
TYNDP colsultation round does not change list of investment candidates or their capacities (at least for NEBB countries)
Capacity [MW] | [23 empty] | Ramp limits [% / min]
Reference grid in 2030 [1] | [5 empty] | Aggregated for modeled nodes | [6 empty] | With investment candidates |  |  |  | New values only if they are higher | [6 empty] | 99.5-percentile of historic values for 2022-2023 [5]
|  | Pre-consult. |  | Post-consult. |  |  |  | Pre-consult. |  | Post-consult.
Node 1 | Node 2 | Dir 1 | Dir 2 | Dir 1 | Dir 2 | Node 1 | Node 2 | Dir 1 | Dir 2 | Dir 1 | Dir 2 |  | Line | Dir 1 | Dir 2 |  | From-to |  | Export | Import |  |  |  | from-to | grid | rampLimit
DE00 | DEKF |  |  | 400 | 400 | DE00 | FR00 |  |  | 4800 | 4800 |  | DE00-FR00 | 4800 | 4800 |  | DE00-FR00 |  | 4800 | 4800 |  |  |  | DE00-FR00 | elec | 0.006667
DE00 | FR00 |  |  | 4800 | 4800 | DE00 | UK00 |  |  | 1400 | 1400 |  | DE00-UK00 | 2800 | 2800 |  | DE00-UK00 |  | 2800 | 2800 |  |  |  | DE00-UK00 | elec | 0.006667
DE00 | UK00 |  |  | 1400 | 1400 | DE00 | PL00 |  |  | 2000 | 3000 |  | DE00-PL00 | 2000 | 3000 |  | DE00-PL00 |  | 2000 | 3000 |  |  |  | DE00-PL00 | elec | 0.006667
DE00 | PL00I |  |  | 2000 | 0 | DE00 | NL00 |  |  | 5000 | 5000 |  | DE00-NL00 | 6000 | 6000 |  | DE00-NL00 |  | 6000 | 6000 |  |  |  | DE00-NL00 | elec | 0.006667
DE00 | PL00E |  |  | 0 | 3000 | DE00 | BE00 |  |  | 1000 | 1000 |  | DE00-BE00 | 1000 | 1000 |  | DE00-BE00 |  | 1000 | 1000 |  |  |  | DE00-BE00 | elec | 0.009593
DE00 | NL00 |  |  | 5000 | 5000 | DE00 | SE04 |  |  | 1315 | 1315 |  | DE00-SE04 | 2015 | 2015 |  | DE00-SE04 |  | 2015 | 2015 |  |  |  | DE00-SE04 | elec | 0.00813
DE00 | BE00 |  |  | 1000 | 1000 | DE00 | DKE1 | 2200 | 2200 | 1000 | 1000 |  | DE00-DKE1 | 1500 | 1500 |  | DE00-DKE1 |  | 1500 | 1500 |  |  |  | DE00-DKE1 | elec | 0.006667
DE00 | SE04 |  |  | 1315 | 1315 | DE00 | DKW1 |  |  | 3500 | 3500 |  | DE00-DKW1 | 3500 | 3500 |  | DE00-DKW1 |  | 3500 | 3500 |  |  |  | DE00-DKW1 | elec | 0.006667
DEKF | DKKF |  |  | 400 | 400 | DE00 | NOS0 |  |  | 1400 | 1400 |  | DE00-NOS0 | 1400 | 1400 |  | DE00-NOS0 |  | 1400 | 1400 |  |  |  | DE00-NOS0 | elec | 0.006667
DE00 | DKBH | 2000 | 2000 |  |  | FR00 | UK00 |  |  | 5600 | 5600 |  | FR00-UK00 | 5600 | 5600 |  | FR00-UK00 |  | 5600 | 5600 |  |  |  | FR00-UK00 | elec | 0.006667
DE00 | DKE1 |  |  | 600 | 600 | FR00 | ES00 |  |  | 5000 | 5000 |  | FR00-ES00 | 8000 | 8000 |  | FR00-ES00 |  | 8000 | 8000 |  |  |  | FR00-ES00 | elec | 0.006667
DE00 | DKW1 |  |  | 3500 | 3500 | FR00 | BE00 |  |  | 4300 | 2800 |  | FR00-BE00 | 5300 | 3800 |  | FR00-BE00 |  | 5300 | 3800 |  |  |  | FR00-BE00 | elec | 0.006667
DE00 | NOS0 |  |  | 1400 | 1400 | UK00 | NL00 | 1800 | 1800 | 1000 | 1000 |  | UK00-NL00 | 1000 | 1000 |  | UK00-NL00 |  | 1000 | 1000 |  |  |  | UK00-NL00 | elec | 0.009768
FR00 | UK00 |  |  | 5600 | 5600 | UK00 | BE00 | 1400 | 1400 | 1000 | 1000 |  | UK00-BE00 | 1000 | 1000 |  | UK00-BE00 |  | 1000 | 1000 |  |  |  | UK00-BE00 | elec | 0.008442
FR00 | ES00 |  |  | 5000 | 5000 | UK00 | DKW1 |  |  | 1400 | 1400 |  | UK00-DKW1 | 2800 | 2800 |  | UK00-DKW1 |  | 2800 | 2800 |  |  |  | UK00-DKW1 | elec | 0.006667
FR00 | BE00 |  |  | 4300 | 2800 | UK00 | NOS0 |  |  | 1400 | 1400 |  | UK00-NOS0 | 1400 | 1400 |  | UK00-NOS0 |  | 1400 | 1400 |  |  |  | UK00-NOS0 | elec | 0.006667
UK00 | UKNI |  |  | 450 | 400 | PL00 | SE04 |  |  | 600 | 600 |  | PL00-SE04 | 600 | 600 |  | PL00-SE04 |  | 600 | 600 |  |  |  | PL00-SE04 | elec | 0.008333
UK00 | NL00 |  |  | 1000 | 1000 | PL00 | LT00 |  |  | 700 | 700 |  | PL00-LT00 | 700 | 700 |  | PL00-LT00 |  | 700 | 700 |  |  |  | PL00-LT00 | elec | 0.008796
UK00 | NLLL | 1800 | 1800 |  |  | NL00 | BE00 |  |  | 3400 | 3400 |  | NL00-BE00 | 4400 | 4400 |  | NL00-BE00 |  | 4400 | 4400 |  |  |  | NL00-BE00 | elec | 0.006667
UK00 | BE00 |  |  | 1000 | 1000 | NL00 | DKW1 |  |  | 700 | 700 |  | NL00-DKW1 | 700 | 700 |  | NL00-DKW1 |  | 700 | 700 |  |  |  | NL00-DKW1 | elec | 0.006667
UK00 | BEOF | 1400 | 1400 |  |  | NL00 | NOS0 |  |  | 700 | 700 |  | NL00-NOS0 | 700 | 700 |  | NL00-NOS0 |  | 700 | 700 |  |  |  | NL00-NOS0 | elec | 0.006667
UK00 | DKW1 |  |  | 1400 | 1400 | SE01 | SE02 |  |  | 3300 | 3300 |  | SE01-SE02 | 3300 | 3300 |  | SE01-SE02 |  | 3300 | 3300 |  |  |  | SE01-SE02 | elec | 0.006667
UK00 | NOS0 |  |  | 1400 | 1400 | SE02 | SE03 |  |  | 7300 | 7300 |  | SE02-SE03 | 9300 | 9300 |  | SE02-SE03 |  | 9300 | 9300 |  |  |  | SE02-SE03 | elec | 0.006667
PL00 | PL00E |  |  | 3000 | 0 | SE03 | SE04 |  |  | 6200 | 2800 |  | SE03-SE04 | 6200 | 2800 |  | SE03-SE04 |  | 7200 | 3600 |  |  |  | SE03-SE04 | elec | 0.006667
PL00I | PL00 |  |  | 3000 | 0 | SE04 | DKE1 |  |  | 1300 | 1700 |  | SE04-DKE1 | 1800 | 2200 |  | SE04-DKE1 |  | 1800 | 2200 |  |  |  | SE04-DKE1 | elec | 0.006667
PL00 | SE04 |  |  | 600 | 600 | SE03 | DKW1 |  |  | 715 | 715 |  | SE03-DKW1 | 1415 | 1415 |  | SE03-DKW1 |  | 1415 | 1415 |  |  |  | SE03-DKW1 | elec | 0.006873
PL00 | DKE1 |  |  | 0 | 0 | SE01 | FI00 |  |  | 2000 | 2000 |  | SE01-FI00 | 4500 | 4400 |  | SE01-FI00 |  | 4500 | 4400 |  |  |  | SE01-FI00 | elec | 0.006667
PL00 | LT00 |  |  | 700 | 700 | SE03 | FI00 |  |  | 1200 | 1200 |  | SE03-FI00 | 1700 | 1700 |  | SE03-FI00 |  | 1700 | 1700 |  |  |  | SE03-FI00 | elec | 0.006667
NL00 | NLLL | 2000 | 2000 |  |  | SE01 | NON1 |  |  | 600 | 700 |  | SE01-NON1 | 600 | 700 |  | SE01-NON1 |  | 600 | 700 |  |  |  | SE01-NON1 | elec | 0.006667
NL00 | BE00 |  |  | 3400 | 3400 | SE02 | NON1 |  |  | 300 | 250 |  | SE02-NON1 | 300 | 250 |  | SE02-NON1 |  | 300 | 250 |  |  |  | SE02-NON1 | elec | 0.006667
NL00 | DKW1 |  |  | 700 | 700 | SE02 | NOM1 |  |  | 1000 | 600 |  | SE02-NOM1 | 1000 | 600 |  | SE02-NOM1 |  | 1000 | 600 |  |  |  | SE02-NOM1 | elec | 0.006667
NL00 | NOS0 |  |  | 700 | 700 | SE03 | NOS0 |  |  | 2095 | 2145 |  | SE03-NOS0 | 2095 | 2145 |  | SE03-NOS0 |  | 2095 | 2145 |  |  |  | SE03-NOS0 | elec | 0.006667
NL00 | DKNS | 0 | 0 |  |  | SE04 | LT00 |  |  | 700 | 700 |  | SE04-LT00 | 1300 | 1300 |  | SE04-LT00 |  | 1300 | 1300 |  |  |  | SE04-LT00 | elec | 0.006667
BE00 | BEOF | 1400 | 1400 |  |  | DKE1 | DKW1 |  |  | 600 | 590 |  | DKE1-DKW1 | 600 | 590 |  | DKE1-DKW1 |  | 600 | 590 |  |  |  | DKE1-DKW1 | elec | 0.008403
BEOF | DKNS | 0 | 0 |  |  | DKW1 | NOS0 |  |  | 1632 | 1632 |  | DKW1-NOS0 | 1632 | 1632 |  | DKW1-NOS0 |  | 1632 | 1632 |  |  |  | DKW1-NOS0 | elec | 0.006667
SE01 | SE02 |  |  | 3300 | 3300 | FI00 | EE00 |  |  | 1016 | 1016 |  | FI00-EE00 | 1716 | 1716 |  | FI00-EE00 |  | 1716 | 1716 |  |  |  | FI00-EE00 | elec | 0.006667
SE02 | SE03 |  |  | 7300 | 7300 | NOM1 | NON1 |  |  | 350 | 1300 |  | NOM1-NON1 | 350 | 1300 |  | NOM1-NON1 |  | 1300 | 1300 |  |  |  | NOM1-NON1 | elec | 0.006667
SE03 | SE04 |  |  | 6200 | 2800 | NOM1 | NOS0 |  |  | 800 | 600 |  | NOM1-NOS0 | 800 | 600 |  | NOM1-NOS0 |  | 1400 | 1400 |  |  |  | NOM1-NOS0 | elec | 0.006667
SE04 | DKE1 |  |  | 1300 | 1700 | LT00 | LV00 |  |  | 950 | 950 |  | LT00-LV00 | 950 | 950 |  | LT00-LV00 |  | 950 | 950 |  |  |  | LT00-LV00 | elec | 0.006667
SE03 | DKW1 |  |  | 715 | 715 | LV00 | EE00 |  |  | 879 | 950 |  | LV00-EE00 | 879 | 950 |  | LV00-EE00 |  | 900 | 1100 |  |  |  | LV00-EE00 | elec | 0.006667
SE01 | FI00 |  |  | 2000 | 2000 |  |  |  |  | 80152 | 77163 |  |  | 97652 | 94563
SE02 | FI00 |  |  | 0 | 0
SE03 | FI00 |  |  | 1200 | 1200
SE03 | NOS0 |  |  | 2095 | 2145
SE02 | NOM1 |  |  | 1000 | 600
SE02 | NON1 |  |  | 300 | 250
SE01 | NON1 |  |  | 600 | 700
SE04 | LT00 |  |  | 700 | 700
DKE1 | DKW1 |  |  | 600 | 590
DKE1 | DKKF |  |  | 600 | 600
DKNS | DKW1 | 0 | 0
DKBH | DKE1 | 1200 | 1200
DKW1 | NOS0 |  |  | 1632 | 1632
FI00 | NON1 |  |  | 0 | 0
FI00 | EE00 |  |  | 1016 | 1016
NOM1 | NON1 |  |  | 350 | 1300
NOM1 | NOS0 |  |  | 800 | 600
LT00 | LV00 |  |  | 950 | 950
LV00 | EE00 |  |  | 879 | 950
|  | 9800 | 9800 | 87602 | 78563
Investment candidates [1] | [5 empty] | Relevant candidates (year <=2035) | [6 empty] | Non-zero use [2] |  |  |  |  | Comparison of TYNDP rounds
Node 1 | Node 2 | Type | Year | Dir 1 | Dir 2 | Node 1 | Node 2 | Type | Year | Dir 1 | Dir 2 |  |  |  | Max | Min |  |  | 2020 [3,4] |  |  | 2024 - 2020
DE00 | FR00 | Concept 1 | 2040 | 1000 | 1000 | DE00 | UK00 | Real 1 | 2030 | 1400 | 1400 |  | DE00-UK00 Real 1 |  | 1400 | -1400 |  | Node 1 | Node 2 | Export | Import | Export | Import
DE00 | FR00 | Concept 2 | 2040 | 1000 | 1000 | DE00 | NL00 | Real 1 | 2035 | 1000 | 1000 |  | DE00-NL00 Real 1 |  | 1000 | -1000 |  | DE00 | FR00 | 3000 | 3000 | 1800 | -1800
DE00 | UK00 | Real 1 | 2030 | 1400 | 1400 | DE00 | NL00 | Concept 1 | 2030 | 1000 | 1000 |  | DE00-SE04 Real 1 |  | 700 | -700 |  | DE00 | UK00 | 0 | 0 | 2800 | -2800
DE00 | PL00 | Concept 1 | 2040 | 2000 | 2000 | DE00 | BE00 | Concept 1 | 2030 | 1000 | 1000 |  | DE00-DKE1 Concept 1 |  | 157 | -157 |  | DE00 | PL00 | 2000 | 3000 | 0 | 0
DE00 | PL00 | Concept 2 | 2040 | 2000 | 2000 | DE00 | SE04 | Real 1 | 2035 | 700 | 700 |  | ES00-FR00 Real 1 |  | 1500 | -1500 |  | DE00 | NL00 | 5000 | 5000 | 1000 | -1000
DE00 | NL00 | Real 1 | 2035 | 1000 | 1000 | DE00 | DKE1 | Concept 1 | 2030 | 500 | 500 |  | ES00-FR00 Real 2 |  | 1500 | -1500 |  | DE00 | BE00 | 1000 | 1000 | 0 | 0
DE00 | NL00 | Concept 1 | 2030 | 1000 | 1000 | DE00 | DKE1 | Concept 2 | 2030 | 500 | 500 |  | BE00-FR00 Real 1 |  | 1000 | -1000 |  | DE00 | SE04 | 615 | 615 | 1400 | -1400
DE00 | NL00 | Concept 2 | 2040 | 1000 | 1000 | FR00 | UK00 | Real 1 | 2035 | 1250 | 1250 |  | DKW1-UK00 Real 1 |  | 335 | -335 |  | DE00 | DKE1 | 600 | 585 | 900 | -915
DE00 | BE00 | Real 1 | 2040 | 1000 | 1000 | FR00 | ES00 | Real 1 | 2030 | 1500 | 1500 |  | BE00-NL00 Real 2 |  | 1000 | -1000 |  | DE00 | DKW1 | 3500 | 3500 | 0 | 0
DE00 | BE00 | Concept 1 | 2030 | 1000 | 1000 | FR00 | ES00 | Real 2 | 2030 | 1500 | 1500 |  | SE02-SE03 Real 1 |  | 2000 | -1354 |  | DE00 | NOS0 | 1400 | 1400 | 0 | 0
DE00 | BE00 | Concept 2 | 2040 | 1000 | 1000 | FR00 | BE00 | Real 1 | 2030 | 1000 | 1000 |  | DKE1-SE04 Concept 3 |  | 394 | -394 |  | FR00 | UK00 | 4000 | 4000 | 1600 | -1600
DE00 | SE04 | Real 1 | 2035 | 700 | 700 | UK00 | NL00 | Concept 1 | 2030 | 1000 | 1000 |  | DKW1-SE03 Real 1 |  | 700 | -700 |  | FR00 | ES00 | 2800 | 2800 | 5200 | -5200
DE00 | SE04 | Concept 1 | 2040 | 500 | 500 | UK00 | NL00 | Concept 2 | 2030 | 1000 | 1000 |  | FI00-SE01 Concept 1 |  | 671 | -671 |  | FR00 | BE00 | 650 | 1800 | 4650 | -2000
DE00 | SE04 | Concept 2 | 2040 | 500 | 500 | UK00 | BE00 | Real 1 | 2035 | 1400 | 1400 |  | FI00-SE01 Real 1 |  | 800 | -800 |  | UK00 | NL00 | 1000 | 1000 | 0 | 0
DE00 | SE04 | Concept 3 | 2040 | 500 | 500 | UK00 | DKW1 | Real 1 | 2035 | 1400 | 1400 |  | FI00-SE01 Real 2 |  | 900 | -800 |  | UK00 | BE00 | 1000 | 1000 | 0 | 0
DE00 | SE04 | Concept 4 | 2040 | 500 | 500 | NL00 | BE00 | Real 1 | 2035 | 1000 | 1000 |  | FI00-SE03 Concept 1 |  | 500 | -500 |  | UK00 | DKW1 | 1400 | 1400 | 1400 | -1400
DE00 | SE04 | Concept 5 | 2040 | 500 | 500 | NL00 | BE00 | Real 2 | 2035 | 1000 | 1000 |  | LT00-SE04 Real 1 |  | 600 | -600 |  | UK00 | NOS0 | 1400 | 1400 | 0 | 0
DE00 | SE04 | Concept 6 | 2040 | 500 | 500 | NL00 | BE00 | Concept 1 | 2030 | 1000 | 1000 |  | EE00-FI00 Real 1 |  | 687 | -687 |  | PL00 | SE04 | 600 | 600 | 0 | 0
DE00 | DKE1 | Concept 1 | 2030 | 500 | 500 | NL00 | BE00 | Concept 2 | 2030 | 1000 | 1000 |  |  |  | 15844 | -15098 |  | PL00 | LT00 | 500 | 500 | 200 | -200
DE00 | DKE1 | Concept 2 | 2030 | 500 | 500 | SE02 | SE03 | Real 1 | 2035 | 2000 | 2000 | [6 empty] | NL00 | BE00 | 2400 | 2400 | 2000 | -2000
DE00 | DKE1 | Concept 3 | 2040 | 500 | 500 | SE03 | DKW1 | Real 1 | 2035 | 700 | 700 | [6 empty] | NL00 | DKW1 | 700 | 700 | 0 | 0
DE00 | DKE1 | Concept 4 | 2040 | 500 | 500 | SE04 | DKE1 | Concept 3 | 2030 | 500 | 500 | [6 empty] | NL00 | NOS0 | 700 | 700 | 0 | 0
DE00 | DKE1 | Concept 5 | 2040 | 500 | 500 | SE03 | DKW1 | Concept 1 | 2030 | 500 | 500 | [6 empty] | SE01 | SE02 | 3300 | 3300 | 0 | 0
DE00 | DKE1 | Concept 6 | 2040 | 500 | 500 | SE03 | DKW1 | Concept 2 | 2030 | 500 | 500 | [6 empty] | SE02 | SE03 | 8100 | 8100 | 1200 | -1200
DE00 | DKW1 | Concept 1 | 2040 | 2000 | 2000 | SE03 | DKW1 | Concept 3 | 2030 | 500 | 500 | [6 empty] | SE03 | SE04 | 7200 | 3600 | -1000 | 800
DE00 | NOS0 | Concept 1 | 2040 | 1000 | 1000 | SE03 | DKW1 | Concept 4 | 2030 | 500 | 500 | [6 empty] | SE04 | DKE1 | 1300 | 1700 | 500 | -500
DE00 | NOS0 | Concept 2 | 2040 | 1000 | 1000 | SE03 | DKW1 | Concept 5 | 2035 | 500 | 500 | [6 empty] | SE03 | DKW1 | 680 | 740 | 735 | -675
FR00 | UK00 | Real 1 | 2035 | 1250 | 1250 | SE03 | DKW1 | Concept 6 | 2035 | 500 | 500 | [6 empty] | SE01 | FI00 | 2000 | 2000 | 2500 | -2400
FR00 | UK00 | Concept 1 | 2040 | 1300 | 1300 | SE01 | FI00 | Real 1 | 2035 | 800 | 800 | [6 empty] | SE03 | FI00 | 700 | 1200 | 1000 | -500
FR00 | UK00 | Concept 2 | 2040 | 1300 | 1300 | SE01 | FI00 | Real 2 | 2030 | 900 | 800 | [6 empty] | SE01 | NON1 | 600 | 700 | 0 | 0
FR00 | ES00 | Real 1 | 2030 | 1500 | 1500 | SE01 | FI00 | Concept 1 | 2030 | 800 | 800 | [6 empty] | SE02 | NON1 | 300 | 250 | 0 | 0
FR00 | ES00 | Real 2 | 2030 | 1500 | 1500 | SE02 | FI00 | Concept 1 | 2030 | 500 | 500 | [6 empty] | SE02 | NOM1 | 1000 | 600 | 0 | 0
FR00 | ES00 | Concept 1 | 2040 | 1500 | 1500 | SE03 | FI00 | Concept 1 | 2030 | 500 | 500 | [6 empty] | SE03 | NOS0 | 2095 | 2145 | 0 | 0
FR00 | ES00 | Concept 2 | 2040 | 1500 | 1500 | SE04 | LT00 | Real 1 | 2030 | 600 | 600 | [6 empty] | SE04 | LT00 | 700 | 700 | 600 | -600
FR00 | BE00 | Real 1 | 2030 | 1000 | 1000 | SE03 | LV00 | Real 1 | 2035 | 500 | 500 | [6 empty] | DKE1 | DKW1 | 600 | 590 | 0 | 0
FR00 | BE00 | Concept 1 | 2040 | 1000 | 1000 | DKE1 | DKW1 | Concept 1 | 2030 | 600 | 600 | [6 empty] | DKW1 | NOS0 | 1640 | 1640 | -8 | 8
FR00 | BE00 | Concept 2 | 2040 | 1000 | 1000 | FI00 | EE00 | Real 1 | 2035 | 700 | 700 | [6 empty] | FI00 | EE00 | 1000 | 1016 | 716 | -700
UK00 | NL00 | Concept 1 | 2030 | 1000 | 1000 | FI00 | EE00 | Concept 1 | 2030 | 700 | 700 | [6 empty] | NOM1 | NON1 | 1300 | 1300 | -950 | 0
UK00 | NL00 | Concept 2 | 2030 | 1000 | 1000 | LT00 | LV00 | Concept 1 | 2030 | 500 | 500 | [6 empty] | NOM1 | NOS0 | 1400 | 1400 | -600 | 800
UK00 | BE00 | Real 1 | 2035 | 1400 | 1400 | LT00 | LV00 | Concept 2 | 2030 | 500 | 500 | [6 empty] | LT00 | LV00 | 950 | 950 | 0 | 0
UK00 | BE00 | Concept 1 | 2040 | 2000 | 2000 | LT00 | LV00 | Concept 3 | 2030 | 500 | 500 | [6 empty] | LV00 | EE00 | 900 | 1100 | -21 | 150
UK00 | DKW1 | Real 1 | 2035 | 1400 | 1400 | LV00 | EE00 | Real 1 | 2035 | 1000 | 1000 | [8 empty] | 70030 | 69431 | 27622 | -25132
UK00 | NOS0 | Concept 1 | 2040 | 1000 | 1000 | LV00 | EE00 | Concept 1 | 2030 | 1000 | 1000
UK00 | NOS0 | Concept 2 | 2040 | 1000 | 1000 | [5 empty] | 36450 | 36350
PL00 | SE04 | Concept 1 | 2040 | 500 | 500
PL00 | SE04 | Concept 2 | 2040 | 500 | 500
NL00 | BE00 | Real 1 | 2035 | 1000 | 1000
NL00 | BE00 | Real 2 | 2035 | 1000 | 1000
NL00 | BE00 | Concept 1 | 2030 | 1000 | 1000
NL00 | BE00 | Concept 2 | 2030 | 1000 | 1000
NL00 | DKW1 | Concept 1 | 2040 | 1000 | 1000
NL00 | DKW1 | Concept 2 | 2040 | 1000 | 1000
NL00 | NOS0 | Concept 1 | 2040 | 1000 | 1000
NL00 | NOS0 | Concept 2 | 2040 | 1000 | 1000
SE02 | SE03 | Real 1 | 2035 | 2000 | 2000
SE02 | SE03 | Real 2 | 2040 | 1000 | 1000
SE01 | SE02 | Concept 1 | 2040 | 1000 | 1000
SE01 | SE02 | Concept 2 | 2040 | 1000 | 1000
SE02 | SE03 | Concept 1 | 2040 | 1000 | 1000
SE02 | SE03 | Concept 2 | 2040 | 1000 | 1000
SE03 | SE04 | Concept 1 | 2040 | 1000 | 1000
SE03 | SE04 | Concept 2 | 2040 | 1000 | 1000
SE03 | DKW1 | Real 1 | 2035 | 700 | 700
SE04 | DKE1 | Concept 1 | 2040 | 500 | 500
SE04 | DKE1 | Concept 2 | 2040 | 500 | 500
SE04 | DKE1 | Concept 3 | 2030 | 500 | 500
SE04 | DKE1 | Concept 4 | 2040 | 500 | 500
SE03 | DKW1 | Concept 1 | 2030 | 500 | 500
SE03 | DKW1 | Concept 2 | 2030 | 500 | 500
SE03 | DKW1 | Concept 3 | 2030 | 500 | 500
SE03 | DKW1 | Concept 4 | 2030 | 500 | 500
SE03 | DKW1 | Concept 5 | 2035 | 500 | 500
SE03 | DKW1 | Concept 6 | 2035 | 500 | 500
SE01 | FI00 | Real 1 | 2035 | 800 | 800
SE01 | FI00 | Real 2 | 2030 | 900 | 800
SE03 | FI00 | Real 1 | 2040 | 800 | 800
SE01 | FI00 | Concept 1 | 2030 | 800 | 800
SE01 | FI00 | Concept 2 | 2040 | 800 | 800
SE02 | FI00 | Concept 1 | 2030 | 500 | 500
SE02 | FI00 | Concept 2 | 2040 | 500 | 500
SE03 | FI00 | Concept 1 | 2030 | 500 | 500
SE03 | FI00 | Concept 2 | 2040 | 500 | 500
SE01 | FI00 | Concept 3 | 2040 | 800 | 800
SE02 | FI00 | Concept 3 | 2040 | 500 | 500
SE02 | FI00 | Concept 4 | 2040 | 500 | 500
SE03 | FI00 | Concept 3 | 2040 | 500 | 500
SE03 | FI00 | Concept 4 | 2040 | 500 | 500
SE02 | NOM1 | Concept 1 | 2040 | 500 | 500
SE02 | NOM1 | Concept 2 | 2040 | 500 | 500
SE01 | NON1 | Concept 1 | 2040 | 500 | 500
SE01 | NON1 | Concept 2 | 2040 | 500 | 500
SE02 | NON1 | Concept 1 | 2040 | 500 | 500
SE02 | NON1 | Concept 2 | 2040 | 500 | 500
SE03 | NOS0 | Concept 1 | 2040 | 500 | 500
SE03 | NOS0 | Concept 2 | 2040 | 500 | 500
SE03 | NOS0 | Concept 3 | 2040 | 500 | 500
SE03 | NOS0 | Concept 4 | 2040 | 500 | 500
SE04 | LT00 | Real 1 | 2030 | 600 | 600
SE04 | LT00 | Concept 1 | 2040 | 500 | 500
SE04 | LT00 | Concept 2 | 2040 | 500 | 500
SE03 | LV00 | Real 1 | 2035 | 500 | 500
DKE1 | DKW1 | Concept 1 | 2030 | 600 | 600
DKW1 | NOS0 | Concept 1 | 2040 | 1000 | 1000
DKW1 | NOS0 | Concept 2 | 2040 | 1000 | 1000
FI00 | NON1 | Concept 1 | 2040 | 500 | 500
FI00 | NON1 | Concept 2 | 2040 | 500 | 500
FI00 | EE00 | Real 1 | 2035 | 700 | 700
FI00 | EE00 | Concept 1 | 2030 | 700 | 700
FI00 | EE00 | Concept 2 | 2040 | 700 | 700
LT00 | LV00 | Concept 1 | 2030 | 500 | 500
LT00 | LV00 | Concept 2 | 2030 | 500 | 500
LT00 | LV00 | Concept 3 | 2030 | 500 | 500
LV00 | EE00 | Real 1 | 2035 | 1000 | 1000
LV00 | EE00 | Concept 1 | 2030 | 1000 | 1000
LV00 | EE00 | Concept 2 | 2040 | 1000 | 1000
Cumulative additions (MW)
DE | FR | 2000
DE | UK | 1400
DE | PO | 4000
DE | NL | 3000
DE | BE | 3000
DE | SE | 3700
DE | DK | 5000
DE | NO | 2000 | 24100
FR | UK | 3850
FR | ES | 6000
FR | BE | 3000
UK | NL | 2000
UK | BE | 15800
UK | DK | 1400
UK | NO | 2000
PL | SE | 1000
NL | BE | 4000 | 9000
SE | DK | 5700
SE | FI | 8900
SE | NO | 6600
SE | LV | 500 | 26400
DK | NO | 2000 | 14100
FI | NO | 1000
FI | EE | 2100 | 12000
LT | LV | 1500 | 1500
LV | EE | 3000 | 5100
92200

## H2 pipelines
Sources |  | [1] Electricity and Hydrogen Reference Grid & Investment Candidates.xlsx, [2] MMStandardOutputFile_DE2035_Plexos_CY2009_H2_v11_SoS
Color code |  | inputs used, inputs not used, derivatives used, illustrative derivatives, insignificant values
Ordered by |  | decreasing population of countries of node 1 first and then node 2
Terminology |  | Dirrection: dir 1 - from node 1 to node 2, dir 2 - from node 2 to node 1. No explicit definition of "year", but from the context it seems to refer to a year of expected project commissioning. Units used: MW.
Investment candidates |  | Capacity equal to its maximum use is added for Finnish line investment candidates because it constitutes only small fraction of whole candidate capacity. For other lines whole investment candidate capacity is added.
Nodal breakdown |  | Based on connections visible in https://www.h2inframap.eu/ the following is assumed: 1). DE-DK consist of DE-DKW1 and DKW1-DKWE1 of the same capacity 2). SE-FI line goes through north (FI-SE01) and extends to SE01-S02 with the same capacity 3). SE03-SE04 connection has the same capacity as FI-SE01 but is not connected to it
Destination file |  | \north_european_model\manual_additions\bb_input_addData1.xlsx
Reference grid 2030 [1] |  |  |  | Investment candidates [1] |  |  |  |  | Grid with candidates added |  |  |  | Nodal breakdown
Node 1 | Node 2 | Dir 1 | Dir 2 | Node 1 | Node 2 | Year | Dir 1 | Dir 2 | Node 1 | Node 2 | Dir 1 | Dir 2 | Node 1 | Node 2 | From-to | Dir 1 | Dir 2
DE | FR | 8000 | 8500 | DE | FR | 2030 | 2125 | 1625 | DE | FR | 8000 | 8500 | DE00 | FR00 | DE00-FR00 | 8000 | 8500
DE | PL | 4170 | 8330 | DE | PL | 2030 | 833 | 0 | DE | PL | 4170 | 8330 | DE00 | PL00 | DE00-PL00 | 4170 | 8330
DE | NL | 500 | 15630 | DE | PL | 2040 | 4464 | 1131 | DE | NL | 500 | 15630 | DE00 | NL00 | DE00-NL00 | 500 | 15630
DE | BE | 3790 | 3790 | DE | NL | 2040 | 7467 | 7458 | DE | BE | 3790 | 3790 | DE00 | BE00 | DE00-BE00 | 3790 | 3790
DE | DK | 2100 | 2100 | DE | NL | 2030 | 15333 | 208 | DE | DK | 7892 | 7892 | DE00 | DKW1 | DE00-DKW1 | 7892 | 7892
DE | IBFI | 21000 | 21000 | DE | BE | 2040 | 1208 | 1208 | DE | IBFI | 21000 | 21000 | DE00 | IBFI | DE00-IBFI | 2040 | 1208
FR | ES | 9000 | 9000 | DE | DK | 2030 | 5792 | 5792 | FR | ES | 9000 | 9000 | FR00 | ES00 | FR00-ES00 | 9000 | 9000
FR | BE | 4500 | 4500 | FR | BE | 2030 | 3833 | 3833 | FR | BE | 4500 | 4500 | FR00 | BE00 | FR00-BE00 | 4500 | 4500
PL | LT | 4170 | 8330 | UK | BE | 2030 | 8333 | 8333 | UK | BE | 8333 | 8333 | UK00 | BE00 | UK00-BE00 | 8333 | 8333
NL | BE | 2000 | 2000 | PL | LT | 2030 | 2980 | 0 | PL | LT | 4170 | 8330 | PL00 | LT00 | PL00-LT00 | 4170 | 8330
SE | FI | 6750 | 6750 | NL | BE | 2030 | 6000 | 6000 | NL | BE | 8000 | 8000 | NL00 | BE00 | NL00-BE00 | 8000 | 8000
SE | IBFI | 21000 | 21000 | NL | BE | 2040 | 2000 | 2000 | SE | FI | 7546 | 7899 | SE01 | SE02 | SE01-SE02 | 7546 | 7899
FI | IBFI | 21000 | 21000 | FI | SE | 2030 | 10167 | 10167 | SE | IBFI | 21000 | 21000 | SE03 | SE04 | SE03-SE04 | 7546 | 7899
FI | EE | 8330 | 4170 | FI | EE | 2030 | 0 | 4167 | FI | IBFI | 21000 | 21000 | SE01 | FI00 | SE01-FI00 | 7546 | 7899
LT | LV | 4170 | 8330 | LT | LV | 2030 | 3733 | 0 | FI | EE | 8330 | 4205 | SE03 | IBFI | SE03-IBFI | 21000 | 21000
LV | EE | 4170 | 8330 | LV | EE | 2040 | 1115 | 0 | LT | LV | 4170 | 8330 | DKW1 | DKE1 | DKW1-DKE1 | 7892 | 7892
|  | 124650 | 152760 |  |  |  | 75.383 | 51.922 | LV | EE | 4170 | 8330 | FI00 | IBFI | FI00-IBFI | 21000 | 21000
[13 empty] | FI00 | EE00 | FI00-EE00 | 8330 | 4205
|  |  |  | Use of candidates [2] | [8 empty] | LT00 | LV00 | LT00-LV00 | 4170 | 8330
[5 empty] | Min | Max | [6 empty] | LV00 | EE00 | LV00-EE00 | 4170 | 8330
|  |  |  | DK-DE | -2283 | 3586
|  |  |  | BE-UK | -8333 | 8333
|  |  |  | BE-NL | -4836 | 5016
|  |  |  | FI-SE | -796 | 1149
|  |  |  | EE-FI | 0 | 35

## Other (non)RES
1. Figuring out what other (non)RES means
Need | As shown in Production sheet comparison section, TYNDP envisions majority of fossil capacity decomissioned while other RES and other non-RES capacity would stay largely the same. Given the expectation that other (non)RES is dispatchable, the envisioned changes would make other (non)RES large part of total dispatchable capacity. In normal conditions system is expected to have sufficient flexibility, which may be reached without other (non)RES. However, even in such case other (non)RES would represent siginificant flexibility margin, which would be of critical variable during disruption scenarios.
Documentation | NEBB: had other (non)RES capacities but no technology definitions and thus were not used in the model. TYNDP methodologoy report: "Minimum supply profile has been kept for other non-RES to translate CHP operation"; "For Other Non-RES, minimum supply at zero cost has been kept capturing CHP operation not directly linked to the wholesale market price." TYNDP result report glossary: other RES includes bio-fuels, marine, geothermal, waste, and any other small renewable technologies; other non-RES includes mainly CHP that is used in district heating & industry where fuel use can be gas, coal, lignite, and oil.
Profiles | To figure out how these capacities were used in TYNDP 2024, the Plexos output results were studied including profile statistics listed bellow and profile plots shown on the right.
Source | MMStandardOutputFile_DE2035_Plexos_CY2009_v11_SoS.xlsb (TYNDP 2024 Plexos result for Distributed Energy scenario year 2035 and climate year 2009)
Statistics of generation profiles
*Flat refers here to a profile with a certain value being present for most of the year without gradual variations.
|  | DE00 | FR00 | UK00 | ES00 | PL00 | NL00 | BE00 | SE01 | SE02 | SE03 | SE04 | DKE1 | DKW1 | FI00 | NOM1 | NON1 | NOS0 | LT00 | LV00 | EE00
Other RES | Capacity | 8564 | 2415 | 3053 | 1730 | 2183 | 415 | 615 | 199 | 744 | 2554 | 698 | 0 | 7 | 2625 | 0 | 0 | 0 | 210 | 159 | 168 | 26339
| Max | 5130 | 1391 | 2770 | 1049 | 1474 | 166 | 389 | 90 | 479 | 2137 | 531 |  | 3 | 1646 |  |  |  | 210 | 159 | 84 | 17708
| Ave | 5077.9112 | 1384.0747 | 2767.4172 | 852.1253 | 1167.4931 | 158.7736 | 287.3633 | 65.0863 | 290.9776 | 1306.2165 | 297.6538 |  | 1.8198 | 1180.6811 |  |  |  | 203.3733 | 159 | 83.7545
| Min | 0 | [6 empty] | 16 | [10 empty] | 159
| Flat* | Y | Y | Y | N | N | Y | N | N | N | N | N |  | Y | N |  |  |  | Y | Y | Y
Other non-RES | Capacity | 4825 | 2600 | 17361 | 3980 | 4678 | 3664 | 1594 | 0 | 0 | 0 | 0 | 0 | 0 | 133 | 20 | 195 | 50 | 107 | 0 | 135 | 39342
| Max | 4825 | 1651 | 17362 | 2477 | 2807 | 2785 | 1010 | [6 empty] | 85 | 20 | 195 | 50 | 107 |  | 23
| Ave | 24.2906 | 185.4217 | 5643.8988 | 24.9876 | 269.2936 | 531.4119 | 253.2357 | [6 empty] | 3.1133 | 0.80311 | 4.5324 | 5.7234 | 21.8832 |  | 3.8678
| Min | 0
| Flat* | Y | Y | ? | N | N | N | N | [6 empty] | N | Y | Y | Y | Y |  | Y
2. Accounting as flexible heat-to-power ratio industial CHP
Aims | 1. Constant electricity production in normal conditions
2. Increased electricity production at higher prices
Account | 1. Industrial CHP with high cost for lost load of industrial heat demand
2. CHP with flexible heat-to-power ratio (allows to increase electricity output at higher costs while keeping the same heat output) following methodology documented in backbone demo model for flexible CHP
| flexCHP-documentation sheet in inputData_demo-flexCHP.xlsx in | [6 empty] | Example models · Wiki · backbone / backbone · GitLab
Assumptions | Fuels | other RES - biomass, other non-RES - coal
| Efficiencies | electric in backpressure mode - 0.3, electric in condencing mode - 0.4, total - 0.9
Demand
Assumptions | Heat demand is based on average electricity demand in other res and other non-RES generators. Average is chosen becouse none of the profiles are strictly constant.
Heat to power ratio in condencing mode - 2
|  | DE00 | FR00 | UK00 | ES00 | PL00 | NL00 | BE00 | SE01 | SE02 | SE03 | SE04 | DKE1 | DKW1 | FI00 | NOM1 | NON1 | NOS0 | LT00 | LV00 | EE00
Average electric output | MW | 5102.2018 | 1569.4965 | 8411.316 | 877.113 | 1436.7867 | 690.1854 | 540.599 | 65.0863 | 290.9776 | 1306.2165 | 297.6538 | 0 | 1.8198 | 1183.7944 | 0.80311 | 4.5324 | 5.7234 | 225.2565 | 159 | 87.6223 | 22256.1846
Industrial heat demand | MW | 10204.4036 | 3138.9929 | 16822.6321 | 1754.226 | 2873.5735 | 1380.3709 | 1081.198 | 130.1726 | 581.9551 | 2612.4329 | 595.3077 | 0 | 3.6397 | 2367.5888 | 1.6062 | 9.0648 | 11.4469 | 450.513 | 318 | 175.2445 | 44512.3693
Industrial heat demand | TWh | 89.3906 | 27.4976 | 147.3663 | 15.367 | 25.1725 | 12.092 | 9.4713 | 1.1403 | 5.0979 | 22.8849 | 5.2149 | 0 | 0.031883 | 20.7401 | 0.014071 | 0.079408 | 0.10027 | 3.9465 | 2.2378 | 1.5351
|  | 0.38107 | 0.31296 | 0.41204 | 0.15361 | 0.20941 | 0.1692 | 0.24473 | 0.32707 | 0.3911 | 0.51144 | 0.42644 |  | 0.25998 | 0.42922 | 0.040156 | 0.023243 | 0.11447 | 0.71059 | 1 | 0.28918 | 0.33885
|  | DE00 | FR00 | UK00 | ES00 | PL00 | NL00 | BE00 | SE01 | SE02 | SE03 | SE04 | FI00 | LT00 | LV00 | EE00
Industrial heat demand | TWh | 89.3906 | 27.4976 | 147.3663 | 15.367 | 25.1725 | 12.092 | 9.4713 | 1.1403 | 5.0979 | 22.8849 | 5.2149 | 20.7401 | 3.9465 | 2.2378 | 1.5351
Operation points [GW]
Assumptions | Power-to-heat ratio flexibility is the same across all industrial CHP plants in modelled NEBB countries
Electricity capacity given for other (non)RES is maximum electricity generation with which all heat demand can still be supplied (i.e., point B)
Power output after maximum output in backpressure mode mode increase six times slower than heat output decreases (i.e., CD slope is six times smaller than that of OC)
Capacities for all NEBB countries
|  | Heat | Elec
| A | 44.512 | 22.256
| B | 44.512 | 65.681
| C | 105.9402 | 52.9701
| D | 0 | 70.6268
0.61998
| cb | 0.5 | cv | 0.16667
Capacities
|  | Point | DE00 | FR00 | UK00 | ES00 | PL00 | NL00 | BE00 | SE01 | SE02 | SE03 | SE04 | DKE1 | DKW1 | FI00 | NOM1 | NON1 | NOS0 | LT00 | LV00 | EE00
Other RES | Elec | B | 8564 | 2415 | 3053 | 1730 | 2183 | 415 | 615 | 199 | 744 | 2554 | 698 | 0 | 7 | 2625 | 0 | 0 | 0 | 210 | 159 | 168 | 26339
| Heat | C | 13813.3035 | 3895.2742 | 4924.3362 | 2790.4034 | 3521.0698 | 669.3742 | 991.9642 | 320.977 | 1200.0348 | 4119.4742 | 1125.8391 | 0 | 11.2906 | 4233.9937 | 0 | 0 | 0 | 338.7195 | 256.459 | 270.9756 | 42483.4891
| Elec | D | 9208.869 | 2596.8494 | 3282.8908 | 1860.269 | 2347.3798 | 446.2495 | 661.3095 | 213.9847 | 800.0232 | 2746.3161 | 750.5594 | 0 | 7.5271 | 2822.6624 | 0 | 0 | 0 | 225.813 | 170.9727 | 180.6504 | 28322.3261
| Fuel |  | 23022.1725 | 6492.1236 | 8207.2271 | 4650.6724 | 5868.4496 | 1115.6237 | 1653.2737 | 534.9617 | 2000.058 | 6865.7904 | 1876.3985 | 0 | 18.8177 | 7056.6561 | 0 | 0 | 0 | 564.5325 | 427.4317 | 451.626
Other non-RES | TYNDP | B | 4825 | 2600 | 17361 | 3980 | 4678 | 3664 | 1594 | 0 | 0 | 0 | 0 | 0 | 0 | 133 | 20 | 195 | 50 | 107 | 0 | 135 | 39342
| Heat | C | 7782.4836 | 4193.6699 | 28002.4243 | 6419.5409 | 7545.3799 | 5909.8487 | 2571.0422 | 0 | 0 | 0 | 0 | 0 | 0 | 214.5223 | 32.259 | 314.5252 | 80.6475 | 172.5856 | 0 | 217.7482 | 63456.6775
| Elec | D | 5188.3224 | 2795.7799 | 18668.2829 | 4279.6939 | 5030.2533 | 3939.8991 | 1714.0282 | 0 | 0 | 0 | 0 | 0 | 0 | 143.0149 | 21.506 | 209.6835 | 53.765 | 115.0571 | 0 | 145.1655 | 42304.4517
| Fuel |  | 12970.806 | 6989.4498 | 46670.7072 | 10699.2348 | 12575.6332 | 9849.7478 | 4285.0704 | 0 | 0 | 0 | 0 | 0 | 0 | 357.5372 | 53.765 | 524.2087 | 134.4125 | 287.6427 | 0 | 362.9137
Heat capacity sufficiency* |  |  | TRUE | TRUE | TRUE | TRUE | TRUE | TRUE | TRUE | TRUE | TRUE | TRUE | TRUE | FALSE | TRUE | TRUE | TRUE | TRUE | TRUE | TRUE | FALSE | TRUE
Capacity/Demand |  |  | 2.1163 | 2.5769 | 1.9573 | 5.2501 | 3.8511 | 4.7663 | 3.2954 | 2.4658 | 2.0621 | 1.5769 | 1.8912 |  | 3.1021 | 1.8789 | 20.0837 | 34.6975 | 7.0454 | 1.1349 | 0.80647 | 2.7888
Power
Heat
O
D
A (44.5, 22.3)
B (44.5, 65.7)
C
{█(𝑃_𝐶=1/2∙𝐻_𝐶@𝑃_𝐵=𝑃_𝐶+1/6∙(𝐻_𝐶−𝐻_𝐵 ) )┤⇒𝑃_𝐵=1/2 𝐻_𝐶+1/6 (𝐻_𝐶−𝐻_𝐵 )=2/3 𝐻_𝐶−1/6 𝐻_𝐵⇒2/3 𝐻_𝐶=𝑃_𝐵+1/6 𝐻_𝐵⇒𝐻_𝐶=3/2 𝑃_𝐵+1/6 𝐻_𝐵

## Heat
This is comparison of capacities in additional-units-chp.xlsx before and after update made by Pauli Hiltunen | [10 empty] | Commit: | Updating the production units in the Finnish district heating systems… · vttresearch/north_european_model@cf6d6ba
Comparison purpose was to obtain sense of update impacts to model results when integrating update to H2 heavy scenario
Before update
Electricity | Kraft process recovery boiler | Coal CHP | Gas CCGT CHP | Gas OCGT CHP | Waste CHP | Bio CHP |  | Heat | Kraft process recovery boiler | Coal CHP | Oil HOB | Gas HOB | Gas OCGT CHP | Gas CCGT CHP | Waste HOB | Waste CHP | Bio HOB | Bio CHP | Ground source heat pump | Electric boiler | Heat storage discharger | Large heat storage discharger | Seasonal heat storage discharger
SE03_industry | 586 | [5 empty] | 586 | SE03_industry | 1172 | [14 empty] | 1172
FI00_industry | 1500 | [5 empty] | 1500 | FI00_industry | 3000 | [14 empty] | 3000
DE00 |  | 3750 | 7929 |  | 300 |  | 11979 | DE00 |  | 7512 |  | 23300 |  | 7929 |  | 900 | [7 empty] | 39641
PL00 |  | 5300 | 960 |  |  |  | 6260 | PL00 |  | 10650 | 22000 | 11000 |  | 960 | [9 empty] | 44610
SE02 |  |  |  |  | 70 | 135 | 205 | SE02 |  |  | 1200 |  |  |  |  | 140 | 550 | 270 | [5 empty] | 2160
SE03 |  | 289 |  |  | 200 | 1020 | 1509 | SE03 |  | 578 | 12000 |  |  |  |  | 400 | 4158 | 2045 | 700 |  |  |  |  | 19881
SE04 |  |  |  |  | 80 | 360 | 440 | SE04 |  |  | 2500 |  |  |  |  | 160 | 1200 | 720 | [5 empty] | 4580
DKE1 |  | 600 | 967 |  | 300 | 900 | 2767 | DKE1 |  | 1166 | 1300 | 2600 |  | 967 |  | 600 | 820 | 1800 | [5 empty] | 9253
FI00_others |  |  | 200 |  | 35 | 500 | 735 | FI00_others |  |  | 1000 |  |  | 200 |  | 110 | 200 | 1000 |  | 100 |  |  |  | 2610
Helsinki |  |  | 470 |  |  |  | 470 | Helsinki |  |  | 1300 | 580 |  | 431 |  |  | 220 |  | 110 | 240 |  |  |  | 2881
Espoo |  |  | 234 |  |  |  | 234 | Espoo |  |  | 240 | 500 |  | 214 | [9 empty] | 954
Tampere |  |  | 140 |  |  | 60 | 200 | Tampere |  |  | 465 | 75 |  | 160 |  |  |  | 130 |  | 45 |  |  |  | 875
Vantaa |  |  | 90 |  | 35 | 30 | 155 | Vantaa |  |  | 200 | 432 |  | 100 |  | 110 |  | 80 | [5 empty] | 922
Oulu | [5 empty] | 100 | 100 | Oulu |  |  | 600 | [5 empty] | 220 |  |  | 40 |  |  |  | 860
Turku |  | 160 |  |  |  | 146 | 306 | Turku |  | 380 | 620 | [6 empty] | 250 | 30 |  |  |  |  | 1280
Jyvaskyla | [5 empty] | 280 | 280 | Jyvaskyla |  |  | 400 | [6 empty] | 420 | [5 empty] | 820
[7 empty] | 27726 | [16 empty] | 135499
After update
Electricity | Kraft process recovery boiler | Coal CHP | Gas CCGT CHP | Gas OCGT CHP | Waste CHP | Bio CHP |  | Heat | Kraft process recovery boiler | Coal CHP | Oil HOB | Gas HOB | Gas OCGT CHP | Gas CCGT CHP | Waste HOB | Waste CHP | Bio HOB | Bio CHP | Ground source heat pump | Electric boiler | Heat storage discharger | Large heat storage discharger | Seasonal heat storage discharger
SE03_industry | 586 | [5 empty] | 586 | SE03_industry | 1172 | [14 empty] | 1172
FI00_industry | 1500 | [5 empty] | 1500 | FI00_industry | 3000 | [14 empty] | 3000
DE00 |  | 3750 | 7929 |  | 300 |  | 11979 | DE00 |  | 7512 |  | 23300 |  | 7929 |  | 900 |  |  |  |  | 999 |  |  | 40640
PL00 |  | 5300 | 960 |  |  |  | 6260 | PL00 |  | 10650 | 22000 | 11000 |  | 960 | [6 empty] | 1060 |  |  | 45670
SE02 |  |  |  |  | 70 | 135 | 205 | SE02 |  |  | 1200 |  |  |  |  | 140 | 550 | 270 |  |  | 49 |  |  | 2209
SE03 |  | 289 |  |  | 200 | 1020 | 1509 | SE03 |  | 578 | 12000 |  |  |  |  | 400 | 4158 | 2045 | 700 |  | 380 |  |  | 20261
SE04 |  |  |  |  | 80 | 360 | 440 | SE04 |  |  | 2500 |  |  |  |  | 160 | 1200 | 720 |  |  | 112 |  |  | 4692
DKE1 |  | 600 | 967 |  | 300 | 900 | 2767 | DKE1 |  | 1166 | 1300 | 2600 |  | 967 |  | 600 | 820 | 1800 |  |  | 187 |  |  | 9440
FI00_others |  |  | 233 |  | 46 | 1574 | 1853 | FI00_others |  |  | 4064 | 1998 |  | 253 |  | 195 | 2947 | 3446 |  | 536 | 192 | 90 |  | 13721
Helsinki |  |  | 630 |  |  |  | 630 | Helsinki |  |  | 1003 | 580 |  | 593 |  |  | 352 |  | 321 | 220 | 120 | 120 |  | 3309
Espoo |  |  | 234 | 45 |  |  | 279 | Espoo |  |  | 88 | 555 | 75 | 214 |  |  |  | 132 | 219 | 150 | 80 |  |  | 1513
Tampere |  |  | 147 |  |  | 50 | 197 | Tampere |  |  | 305 | 235 |  | 160 |  |  | 92 | 160 |  | 45 | 45 |  |  | 1042
Vantaa |  |  | 88 |  | 76 | 28 | 192 | Vantaa |  |  | 152 | 427 |  | 90 | 80 | 147 | 23 | 105 | 5 | 180 | 60 |  | 200 | 1469
Oulu | [5 empty] | 192 | 192 | Oulu |  |  | 345 | [6 empty] | 345 | 1 | 40 | 28 | 55 |  | 814
Turku |  | 86 |  |  |  | 160 | 246 | Turku |  | 174 | 383 | [5 empty] | 104 | 260 | 52 | 50 | 38 |  |  | 1061
Jyvaskyla | [5 empty] | 250 | 250 | Jyvaskyla |  |  | 203 | [5 empty] | 27 | 435 | 45 | 120 | 40 |  |  | 870
[7 empty] | 29085 | [16 empty] | 150883
Difference
Electricity | Kraft process recovery boiler | Coal CHP | Gas CCGT CHP | Gas OCGT CHP | Waste CHP | Bio CHP |  | Heat | Kraft process recovery boiler | Coal CHP | Oil HOB | Gas HOB | Gas OCGT CHP | Gas CCGT CHP | Waste HOB | Waste CHP | Bio HOB | Bio CHP | Ground source heat pump | Electric boiler | Heat storage discharger | Large heat storage discharger | Seasonal heat storage discharger
SE03_industry | 0 | 0 | 0 | 0 | 0 | 0 | 0 | SE03_industry | 0 | 0 | 0 | 0 | 0 | 0 | 0 | 0 | 0 | 0 | 0 | 0 | 0 | 0 | 0 | 0
FI00_industry | 0 | 0 | 0 | 0 | 0 | 0 | 0 | FI00_industry | 0 | 0 | 0 | 0 | 0 | 0 | 0 | 0 | 0 | 0 | 0 | 0 | 0 | 0 | 0 | 0
DE00 | 0 | 0 | 0 | 0 | 0 | 0 | 0 | DE00 | 0 | 0 | 0 | 0 | 0 | 0 | 0 | 0 | 0 | 0 | 0 | 0 | 999 | 0 | 0 | 999
PL00 | 0 | 0 | 0 | 0 | 0 | 0 | 0 | PL00 | 0 | 0 | 0 | 0 | 0 | 0 | 0 | 0 | 0 | 0 | 0 | 0 | 1060 | 0 | 0 | 1060
SE02 | 0 | 0 | 0 | 0 | 0 | 0 | 0 | SE02 | 0 | 0 | 0 | 0 | 0 | 0 | 0 | 0 | 0 | 0 | 0 | 0 | 49 | 0 | 0 | 49
SE03 | 0 | 0 | 0 | 0 | 0 | 0 | 0 | SE03 | 0 | 0 | 0 | 0 | 0 | 0 | 0 | 0 | 0 | 0 | 0 | 0 | 380 | 0 | 0 | 380
SE04 | 0 | 0 | 0 | 0 | 0 | 0 | 0 | SE04 | 0 | 0 | 0 | 0 | 0 | 0 | 0 | 0 | 0 | 0 | 0 | 0 | 112 | 0 | 0 | 112
DKE1 | 0 | 0 | 0 | 0 | 0 | 0 | 0 | DKE1 | 0 | 0 | 0 | 0 | 0 | 0 | 0 | 0 | 0 | 0 | 0 | 0 | 187 | 0 | 0 | 187
FI00_others | 0 | 0 | 33 | 0 | 11 | 1074 | 1118 | FI00_others | 0 | 0 | 3064 | 1998 | 0 | 53 | 0 | 85 | 2747 | 2446 | 0 | 436 | 192 | 90 | 0 | 11111
Helsinki | 0 | 0 | 160 | 0 | 0 | 0 | 160 | Helsinki | 0 | 0 | -297 | 0 | 0 | 162 | 0 | 0 | 132 | 0 | 211 | -20 | 120 | 120 | 0 | 428
Espoo | 0 | 0 | 0 | 45 | 0 | 0 | 45 | Espoo | 0 | 0 | -152 | 55 | 75 | 0 | 0 | 0 | 0 | 132 | 219 | 150 | 80 | 0 | 0 | 559
Tampere | 0 | 0 | 7 | 0 | 0 | -10 | -3 | Tampere | 0 | 0 | -160 | 160 | 0 | 0 | 0 | 0 | 92 | 30 | 0 | 0 | 45 | 0 | 0 | 167
Vantaa | 0 | 0 | -2 | 0 | 41 | -2 | 37 | Vantaa | 0 | 0 | -48 | -5 | 0 | -10 | 80 | 37 | 23 | 25 | 5 | 180 | 60 | 0 | 200 | 547
Oulu | 0 | 0 | 0 | 0 | 0 | 92 | 92 | Oulu | 0 | 0 | -255 | 0 | 0 | 0 | 0 | 0 | -220 | 345 | 1 | 0 | 28 | 55 | 0 | -46
Turku | 0 | -74 | 0 | 0 | 0 | 14 | -60 | Turku | 0 | -206 | -237 | 0 | 0 | 0 | 0 | 0 | 104 | 10 | 22 | 50 | 38 | 0 | 0 | -219
Jyvaskyla | 0 | 0 | 0 | 0 | 0 | -30 | -30 | Jyvaskyla | 0 | 0 | -197 | 0 | 0 | 0 | 0 | 0 | 27 | 15 | 45 | 120 | 40 | 0 | 0 | 50
[7 empty] | 1359 |  | 0 | -206 | 1718 | 2208 | 75 | 205 | 80 | 122 | 2905 | 3003 | 503 | 916 | 3390 | 265 | 200 | 15384

## Demand (old)
Data in this sheet is no longer the best source for modeling given the release of TYNDP 2024 data on visual platform. It is not out of date, but represent only part of analysis done in TYNDP study.
The most noticable differentces are in national distribution of domestic H2 production, which previously was derived from EU-wide data available. Later steps do not contain demand breakdown by sectors, for which data in this sheet remains valuable.
Multiple scenarios and sectoral breakdowns were included at early explorative stage of the project before concreate data requiremets were identified.
Source files: | [1] "Demand Scenarios TYNDP 2024 After Public Consultation.xslx" - demand for all countries except UK and Norway
[2] "Draft Demand Scenarios TYNDP 2024.xlsb" - demand for UK
[3] "Updated Electricity Modeling Results.xlsx" (2022) - demand for Norway (total only). National trend scenario values for 2025 are taken as Ref.
[4] "Draft Supply Tool EU-level.xlsx" - EU-level H2 supply breakdown for domestic production versus imports.
[5] "National Trends and Energy Mix Survey.xlsx" - national-level H2 supply breakdown by domestic production versus imports
Notations: Ref is for 2019, NE - non-energy, values in TWh
Step 1. Extracting data for 2040
Annual electricity demand by sector [1]
Filters used: countries, subsector - total, energy carrier - electricity, dashboard_id - no …non_energetic (removes duplicative industry that has zeros for all countries)
| Germany (85) |  |  | France (68) |  |  | UK (67) [2] |  |  | Spain (48) |  |  | Poland (38) |  |  | Netherlands (18) |  |  | Belgium (12) |  |  | Sweden (11) |  |  | Denmark (6.0) |  |  | Finland (5.6) |  |  | Norway (5.5) [3] |  |  | Lithuania (2.9) |  |  | Latvia (1.8) |  |  | Estonia (1.3) |  |  | Total
| REF | DE | GA | REF | DE | GA | REF | DE | GA | REF | DE | GA | REF | DE | GA | REF | DE | GA | REF | DE | GA | REF | DE | GA | REF | DE | GA | REF | DE | GA | REF | DE | GA | REF | DE | GA | REF | DE | GA | REF | DE | GA | DE | GA
Households | 125.2695 | 162.542 | 191.9492 | 147.5493 | 142.886 | 142.6476 | 105.4138 | 126.4168 | 126.9188 | 72.9862 | 79.8491 | 87.8588 | 27.8086 | 38.5744 | 32.5719 | 23.0206 | 31.9067 | 32.7094 | 16.8489 | 22.9504 | 22.0401 | 45.9614 | 40.6389 | 38.3295 | 9.7582 | 9.6826 | 9.7858 | 24.1425 | 29.8217 | 31.8311 |  |  |  | 2.9127 | 2.7777 | 2.2894 | 1.6523 | 2.0245 | 1.5814 | 2.1116 | 2.8612 | 2.7773 | 692.9322 | 723.2905 | 87.21% | 62.76%
Buildings | 112.1838 | 102.9506 | 104.382 | 127.4425 | 83.3927 | 83.3932 | 89.1789 | 107.9523 | 81.0272 | 68.4051 | 53.5036 | 53.5765 | 44.3959 | 35.4529 | 36.2628 | 32.6292 | 26.9621 | 31.3816 | 19.9006 | 18.8411 | 18.1846 | 25.8608 | 20.4988 | 19.6806 | 8.537 | 8.2814 | 8.0124 | 18.4967 | 16.2695 | 17.7312 |  |  |  | 3.0954 | 2.8375 | 2.8627 | 2.426 | 2.0575 | 2.0808 | 2.6074 | 2.4713 | 2.4161 | 481.4713 | 460.9917 | 60.6% | 40%
Industry | 252.6339 | 404.8016 | 245.7785 | 135.6128 | 159.9476 | 149.6996 | 99.8529 | 101.9477 | 99.0134 | 89.9518 | 87.4329 | 65.942 | 73.3525 | 88.6002 | 76.8651 | 45.3313 | 104.8331 | 77.7634 | 41.9084 | 80.735 | 74.8007 | 55.4239 | 122.8056 | 106.0486 | 10.936 | 14.3485 | 7.0164 | 41.1663 | 85.806 | 68.7473 |  |  |  | 5.1173 | 5.5122 | 4.4401 | 2.2929 | 2.3979 | 2.1511 | 2.9439 | 2.1942 | 2.0373 | 1261.3625 | 980.3035 | 158.7% | 85.07%
Transport | 11.676 | 157.3624 | 121.6054 | 9.0085 | 88.6519 | 84.514 | 6.5072 | 81.1546 | 61.9603 | 3.739 | 79.6191 | 60.0188 | 3.1882 | 34.4467 | 23.7307 | 2.3636 | 46.4917 | 26.4665 | 1.7066 | 21.9482 | 19.9887 | 2.738 | 16.5116 | 14.8982 | 0.46219 | 11.2804 | 3.5555 | 0.859 | 9.9374 | 7.9535 |  |  |  | 0.055 | 3.1268 | 1.8183 | 0.1068 | 1.834 | 0.97429 | 0.033 | 0.99058 | 1.0196 | 553.3555 | 428.5037 | 69.64% | 37.18%
Agriculture | 5.059 | 6.7304 | 5.7252 | 8.2687 | 9.4189 | 9.4188 | 3.154 | 3.9092 | 3.2806 | 5.377 | 6.9688 | 5.4615 | 1.8323 | 2.4039 | 1.8868 | 11.4462 | 13.7094 | 13.766 | 1.7981 | 2.2064 | 1.8554 | 1.024 | 1.3077 | 1.0869 | 1.8265 | 2.3558 | 1.8613 | 1.475 | 1.9803 | 1.6312 |  |  |  | 0.2111 | 0.25959 | 0.21697 | 0.1792 | 0.22763 | 0.18624 | 0.134 | 0.16886 | 0.1392 | 51.6469 | 46.5163 | 6.5% | 4.036%
Other | 0 | 0 | 0 | 1.157 | 2.6366 | 2.6366 | 0 | 0 | 0 | 1.576 | 1.576 | 1.576 | 0 | 0 | 0 | 0 | 0 | 0 | 0.0502 | 0.0502 | 0.0502 | 0 | 0 | 0 | 0 | 0 | 0 | 0 | 0 | 0 |  |  |  | 0 | 0 | 0 | 0.00023389 | 0.00023389 | 0.00023389 | 0 | 0 | 0 | 4.263 | 4.263 | 0.5365% | 0.3699%
Energy | 31.053 | 31.053 | 31.053 | 23.8697 | 23.8697 | 23.8697 | 12.5054 | 12.5054 | 12.5054 | 9.461 | 9.461 | 9.461 | 12.6255 | 12.6255 | 12.6255 | 3.4898 | 3.4898 | 3.4898 | 3.7264 | 3.7264 | 3.7264 | 2.794 | 2.794 | 2.794 | 0.83324 | 0.83324 | 0.83324 | 2.597 | 2.597 | 2.597 |  |  |  | 0.207 | 0.207 | 0.207 | 0.49108 | 0.49108 | 0.49108 | 1.0155 | 1.0155 | 1.0155 | 104.6687 | 104.6687
Total | 537.8752 | 865.44 | 700.4933 | 452.9086 | 510.8034 | 496.1796 | 316.6122 | 433.8861 | 384.7058 | 251.4961 | 318.4105 | 283.8946 | 163.2029 | 212.1037 | 183.943 | 118.2807 | 227.3929 | 185.5768 | 85.9392 | 150.4578 | 140.6461 | 133.8022 | 204.5567 | 182.8377 | 32.3531 | 46.782 | 31.0646 | 88.7365 | 146.4119 | 130.4914 | 151.0415 | 183.1237 | 183.1237 | 11.5985 | 14.7208 | 11.8344 | 7.1485 | 9.0329 | 7.4651 | 8.8454 | 9.7016 | 9.405 | 3332.8238 | 2931.661
[43 empty] | 0 | 0
Annual H2 demand by sector [1] | [42 empty] | #DIV/0! | #DIV/0!
Filters used: countries, subsector - total, energy carrier - hydrogen
| Germany |  |  | France |  |  | UK [2] |  |  | Spain |  |  | Poland |  |  | Netherlands |  |  | Belgium |  |  | Sweden |  |  | Denmark |  |  | Finland |  |  | Norway |  |  | Lithuania |  |  | Latvia |  |  | Estonia |  |  | Total
| REF | DE | GA | REF | DE | GA | REF | DE | GA | REF | DE | GA | REF | DE | GA | REF | DE | GA | REF | DE | GA | REF | DE | GA | REF | DE | GA | REF | DE | GA | REF | DE | GA | REF | DE | GA | REF | DE | GA | REF | DE | GA | DE | GA
Households | 0 | 29.6221 | 75.2109 | 0 | 0 | 2.496 | 0 | 54.032 | 58.9431 | 0 | 0 | 0 | 0 | 4.719 | 17.6729 | 0 | 0 | 9.415 | 0 | 0 | 5.8708 | 0 | 1.3794 | 5.7926 | 0 | 0 | 0 | 0 | 0.019184 | 0 |  |  |  | 0 | 0.23604 | 0.8615 | 0 | 0.19546 | 0.89497 | 0 | 0 | 0 | 90.2033 | 177.1577 | 11.35% | 15.37%
Buildings | 0 | 6.9945 | 15.3068 | 0 | 0 | 0 | 0 | 8.9006 | 9.6129 | 0 | 0 | 0 | 0 | 1.1774 | 3.9264 | 0 | 0 | 2.7726 | 0 | 0 | 1.1104 | 0 | 0.44183 | 1.081 | 0 | 0 | 0 | 0 | 0 | 0.54986 |  |  |  | 0 | 0.061054 | 0.18866 | 0 | 0.082254 | 0.26379 | 0 | 0 | 0.048109 | 17.6576 | 34.8605 | 2.222% | 3.025%
Industry | 0 | 115.2502 | 199.4854 | 0 | 11.7206 | 11.3678 | 0 | 33.0669 | 31.8244 | 0 | 56.5934 | 93.6198 | 0 | 16.1242 | 21.9729 | 0 | 39.6563 | 56.0537 | 0 | 19.1389 | 27.745 | 0 | 16.1728 | 17.5416 | 0 | 1.5328 | 5.0915 | 0 | 9.6562 | 15.6641 |  |  |  | 0 | 1.9337 | 2.2693 | 0 | 0.022247 | 0.71706 | 0 | 0.63542 | 0.57535 | 321.5036 | 483.9279 | 40.46% | 41.99%
IndustryNE | 0 | 113.7954 | 88.1317 | 0 | 28.9598 | 28.9598 | 0 | 22.4311 | 17.0821 | 0 | 5.8341 | 7.9645 | 0 | 23.6636 | 22.0883 | 0 | 11.0026 | 16.9231 | 0 | 19.757 | 30.28 | 0 | 18.4917 | 18.4917 | 0 | 0.0024442 | 0.0040736 | 0 | 14.7998 | 12.3332 |  |  |  | 0 | 7.1088 | 6.608 | 0 | 0.0048163 | 0.0045541 | 0 | 0 | 0 | 265.8511 | 248.8711 | 33.46% | 21.6%
Transport | 0 | 42.3183 | 73.0267 | 0 | 5.5724 | 9.3543 | 0 | 12.2917 | 15.0982 | 0 | 11.6613 | 19.1376 | 0 | 9.1374 | 23.6516 | 0 | 4.0627 | 22.9285 | 0 | 0.79501 | 7.0364 | 0 | 0.47456 | 13.1609 | 0 | 5.8151 | 3.2727 | 0 | 1.4041 | 5.4211 |  |  |  | 0 | 1.5202 | 2.3912 | 0 | 0.83154 | 1.1413 | 0 | 0.24758 | 0.28142 | 96.1318 | 195.902 | 12.1% | 17%
Agriculture | 0 | 3.1316 | 8.2784 | 0 | 0.082456 | 0.081672 | 0 | 0 | 0 | 0 | 0 | 0 | 0 | 0 | 0 | 0 | 0 | 3.3267 | 0 | 0 | 0 | 0 | 0 | 0 | 0 | 0 | 0 | 0 | 0 | 0 |  |  |  | 0 | 0 | 0 | 0 | 0 | 0 | 0 | 0 | 0 | 3.2141 | 11.6868 | 0.4045% | 1.014%
Other | 0 | 0 | 0 | 0 | 0 | 0 | 0 | 0 | 0 | 0 | 0 | 0 | 0 | 0 | 0 | 0 | 0 | 0 | 0 | 0 | 0 | 0 | 0 | 0 | 0 | 0 | 0 | 0 | 0 | 0 |  |  |  | 0 | 0 | 0 | 0 | 0 | 0 | 0 | 0 | 0 | 0 | 0
Energy | 0 | 0 | 0 | 0 | 0 | 0 | 0 | 0 | 0 | 0 | 0 | 0 | 0 | 0 | 0 | 0 | 0 | 0 | 0 | 0 | 0 | 0 | 0 | 0 | 0 | 0 | 0 | 0 | 0 | 0 |  |  |  | 0 | 0 | 0 | 0 | 0 | 0 | 0 | 0 | 0 | 0 | 0
Total | 0 | 311.1121 | 459.4399 | 0 | 46.3352 | 52.2595 | 0 | 130.7222 | 132.5607 | 0 | 74.0887 | 120.7219 | 0 | 54.8216 | 89.312 | 0 | 54.7215 | 111.4196 | 0 | 39.6909 | 72.0427 | 0 | 36.9603 | 56.0678 | 0 | 7.3504 | 8.3683 | 0 | 25.8793 | 33.9682 |  |  |  | 0 | 10.8599 | 12.3187 | 0 | 1.1363 | 3.0217 | 0 | 0.883 | 0.90487 | 794.5614 | 1152.4059
Industry share |  | 73.62% | 62.6% |  | 87.8% | 77.17% |  | 42.45% | 36.89% |  | 84.26% | 84.15% |  | 72.58% | 49.33% |  | 92.58% | 65.5% |  | 98% | 80.54% |  | 93.79% | 64.27% |  | 20.89% | 60.89% |  | 94.5% | 82.42% |  |  |  |  | 83.27% | 72.06% |  | 2.382% | 23.88% |  | 71.96% | 63.58% | 73.92% | 63.59%
Annual H2 demand in industry by subsector [1]
Filters used: countries, subsector - total, energy carrier - hydrogen
| Germany |  |  | France |  |  | UK [2] |  |  | Spain |  |  | Poland |  |  | Netherlands |  |  | Belgium |  |  | Sweden |  |  | Denmark |  |  | Finland |  |  | Norway |  |  | Lithuania |  |  | Latvia |  |  | Estonia
| REF | DE | GA | REF | DE | GA | REF | DE | GA | REF | DE | GA | REF | DE | GA | REF | DE | GA | REF | DE | GA | REF | DE | GA | REF | DE | GA | REF | DE | GA | REF | DE | GA | REF | DE | GA | REF | DE | GA | REF | DE | GA
Aluminium | 0 | 0 | 0 | 0 | 0 | 0 | 0 | 0 | 0 | 0 | 0 | 0 | 0 | 0 | 0 | 0 | 0 | 0 | 0 | 0 | 0 | 0 | 0 | 0 | 0 | 0 | 0 | 0 | 0 | 0 |  |  |  | 0 | 0 | 0 | 0 | 0 | 0 | 0 | 0 | 0
Chemicals | 0 | 11.8016 | 31.3093 | 0 | 2.1712 | 2.6055 | 0 | 2.044 | 1.9467 | 0 | 9.4766 | 9.6609 | 0 | 2.1616 | 2.0586 | 0 | 6.7972 | 13.431 | 0 | 0.48494 | 4.8494 | 0 | 0.20777 | 0.20777 | 0 | 0.094606 | 0.2254 | 0 | 0 | 0.78617 |  |  |  | 0 | 0.27894 | 0.26566 | 0 | 0.018408 | 0.017532 | 0 | 0.028792 | 0.027421
ChemicalsNE | 0 | 98.6319 | 75.3189 | 0 | 24.0958 | 24.0958 | 0 | 18.0656 | 17.0821 | 0 | 3.1041 | 6.8845 | 0 | 10.8984 | 10.305 | 0 | 3.7629 | 3.4307 | 0 | 16.525 | 27.048 | 0 | 18.4917 | 18.4917 | 0 | 0.0024442 | 0.0040736 | 0 | 14.7998 | 12.3332 |  |  |  | 0 | 2.0483 | 1.9368 | 0 | 0.0048163 | 0.0045541 | 0 | 0 | 0
Fertilizers | 0 | 1.865 | 1.8134 | 0 | 0.57369 | 0.56775 | 0 | 0.71774 | 1.1733 | 0 | 0.4852 | 0.76161 | 0 | 1.415 | 1.3061 | 0 | 0.91043 | 0.41763 | 0 | 0.21783 | 0.44655 | 0 | 0 | 0 | 0 | 0 | 0 | 0 | 0 | 0 |  |  |  | 0 | 0.55083 | 0.50846 | 0 | 0 | 0 | 0 | 0 | 0
FertilizersNE | 0 | 15.1635 | 12.8128 | 0 | 4.864 | 4.864 | 0 | 4.3654 | 0 | 0 | 2.73 | 1.08 | 0 | 12.7652 | 11.7833 | 0 | 7.2397 | 13.4924 | 0 | 3.232 | 3.232 | 0 | 0 | 0 | 0 | 0 | 0 | 0 | 0 | 0 |  |  |  | 0 | 5.0605 | 4.6712 | 0 | 0 | 0 | 0 | 0 | 0
Food | 0 | 1.9168 | 12.3405 | 0 | 0 | 0 | 0 | 0 | 0 | 0 | 0 | 2.5821 | 0 | 0 | 0 | 0 | 0.57417 | 0.58795 | 0 | 0 | 0.68635 | 0 | 0 | 0 | 0 | 0 | 0 | 0 | 0.12052 | 0.24901 |  |  |  | 0 | 0 | 0 | 0 | 0 | 0 | 0 | 0 | 0
Metals | 0 | 0 | 0 | 0 | 0 | 0 | 0 | 0 | 0 | 0 | 0 | 0 | 0 | 0 | 0 | 0 | 0 | 0 | 0 | 0 | 0 | 0 | 0 | 0 | 0 | 0 | 0 | 0 | 0 | 0 |  |  |  | 0 | 0 | 0 | 0 | 0 | 0 | 0 | 0 | 0
Others | 0 | 50.2755 | 96.3582 | 0 | 2.921 | 2.921 | 0 | 20.8088 | 19.2081 | 0 | 19.8885 | 35.9098 | 0 | 2.878 | 8.9384 | 0 | 1.4916 | 4.8261 | 0 | 7.236 | 10.3372 | 0 | 0 | 0 | 0 | 1.2297 | 4.4716 | 0 | 0 | 0 |  |  |  | 0 | 0.6261 | 1.0173 | 0 | 0 | 0.69602 | 0 | 0.56474 | 0.50604
OthersNE | 0 | 0 | 0 | 0 | 0 | 0 | 0 | 0 | 0 | 0 | 0 | 0 | 0 | 0 | 0 | 0 | 0 | 0 | 0 | 0 | 0 | 0 | 0 | 0 | 0 | 0 | 0 | 0 | 0 | 0 |  |  |  | 0 | 0 | 0 | 0 | 0 | 0 | 0 | 0 | 0
Paper | 0 | 6.5755 | 11.8535 | 0 | 0.48177 | 0.48177 | 0 | 1.0644 | 1.0644 | 0 | 1.267 | 5.9622 | 0 | 1.7814 | 1.7814 | 0 | 0.16939 | 0.29524 | 0 | 0 | 0.22546 | 0 | 7.9729 | 7.9729 | 0 | 0.080187 | 0.073513 | 0 | 1.8103 | 7.1059 |  |  |  | 0 | 0.045292 | 0.045292 | 0 | 0.0038391 | 0.003509 | 0 | 0.041888 | 0.041888
Refineries | 0 | 13.4174 | 12.0965 | 0 | 1.7602 | 1.7417 | 0 | 3.4076 | 3.4076 | 0 | 13.653 | 15.3596 | 0 | 1.6541 | 1.6541 | 0 | 22.9063 | 23.113 | 0 | 2.6137 | 2.6137 | 0 | 0.23535 | 0.23535 | 0 | 0.12833 | 0.32103 | 0 | 1.0122 | 0.80972 |  |  |  | 0 | 0.43258 | 0.43258 | 0 | 0 | 0 | 0 | 0 | 0
RefineriesNE | 0 | 0 | 0 | 0 | 0 | 0 | 0 | 0 | 0 | 0 | 0 | 0 | 0 | 0 | 0 | 0 | 0 | 0 | 0 | 0 | 0 | 0 | 0 | 0 | 0 | 0 | 0 | 0 | 0 | 0 |  |  |  | 0 | 0 | 0 | 0 | 0 | 0 | 0 | 0 | 0
Steel | 0 | 29.3983 | 33.7139 | 0 | 3.8126 | 3.0501 | 0 | 5.0244 | 5.0244 | 0 | 11.8231 | 23.3836 | 0 | 6.2342 | 6.2342 | 0 | 6.8072 | 13.3827 | 0 | 8.5864 | 8.5864 | 0 | 7.7567 | 9.1256 | 0 | 0 | 0 | 0 | 6.7132 | 6.7132 |  |  |  | 0 | 0 | 0 | 0 | 0 | 0 | 0 | 0 | 0
Check-up step. Comparing H2 import between disagregated EU-level and available national-level values
Hydrogen supply, TWh [4] | [11 empty] | Total |  | Domestic |  | Imports
[5 empty] | DE |  | GA |  |  |  |  | DE | GA | DE | GA | DE | GA | NT[5]
[5 empty] | 2040 | 2050 | 2040 | 2050 |  | Germany |  | 311.1121 | 459.4399 | 172.0178 | 225.5122 | 139.0943 | 233.9277 | 118.086
Imports | Decarbonised Hydrogen |  |  |  | 468.6041 | 223.4526 | 474.8695 | 457.108 |  | France |  | 46.3352 | 52.2595 | 25.6193 | 25.6512
| Renewable Hydrogen |  |  |  | 340 | 684 | 550 | 1000 |  | UK |  | 130.7222 | 132.5607 | 72.278 | 65.0663
EU production | SMR |  |  |  | 0 | 0 | 0 | 0 |  | Spain |  | 74.0887 | 120.7219 | 40.9646 | 59.2553 | 33.1241 | 61.4666 | 46.62
| SMR+CCS |  |  |  | 87 | 0 | 184 | 138 |  | Poland |  | 54.8216 | 89.312 | 30.3115 | 43.838
| P2G |  |  |  | 913 | 1385 | 804 | 1388 |  | Netherlands |  | 54.7215 | 111.4196 | 30.2562 | 54.6894
Domestic ratio |  |  |  |  | 0.55291 | 0.60416 | 0.49084 | 0.51155 |  | Belgium |  | 39.6909 | 72.0427 | 21.9456 | 35.3615 | 17.7453 | 36.6811 | 20
[10 empty] | Sweden |  | 36.9603 | 56.0678 | 20.4358 | 27.5204
[10 empty] | Denmark |  | 7.3504 | 8.3683 | 4.0641 | 4.1075
[10 empty] | Finland |  | 25.8793 | 33.9682 | 14.309 | 16.673
Norway
[10 empty] | Lithuania |  | 10.8599 | 12.3187 | 6.0046 | 6.0465
[10 empty] | Latvia |  | 1.1363 | 3.0217 | 0.62829 | 1.4832
[10 empty] | Estonia |  | 0.883 | 0.90487 | 0.48822 | 0.44415
Step 2. Subtrackting H2 imports and computing demand for 2035
Assumptions: (1) linear development between 2019 and 2040, (2) H2 import share is uniform among all countries and sectors
Annual electricity demand by sector (2035)
Filters used: countries, subsector - total, energy carrier - electricity, dashboard_id - no …non_energetic (removes duplicative industry that has zeros for all countries)
| Germany (85) |  |  | France (68) |  |  | UK (67) |  |  | Spain (48) |  |  | Poland (38) |  |  | Netherlands (18) |  |  | Belgium (12) |  |  | Sweden (11) |  |  | Denmark (6.0) |  |  | Finland (5.6) |  |  | Norway (5.5) |  |  | Lithuania (2.9) |  |  | Latvia (1.8) |  |  | Estonia (1.3)
| REF | DE | GA | REF | DE | GA | REF | DE | GA | REF | DE | GA | REF | DE | GA | REF | DE | GA | REF | DE | GA | REF | DE | GA | REF | DE | GA | REF | DE | GA | REF | DE | GA | REF | DE | GA | REF | DE | GA | REF | DE | GA
Households | 125.2695 | 153.6676 | 176.0731 | 147.5493 | 143.9964 | 143.8147 | 105.4138 | 121.4161 | 121.7985 | 72.9862 | 78.2151 | 84.3177 | 27.8086 | 36.0111 | 31.4378 | 23.0206 | 29.791 | 30.4026 | 16.8489 | 21.4977 | 20.8041 | 45.9614 | 41.9062 | 40.1466 | 9.7582 | 9.7006 | 9.7792 | 24.1425 | 28.4695 | 30.0005 |  |  |  | 2.9127 | 2.8099 | 2.4378 | 1.6523 | 1.9359 | 1.5983 | 2.1116 | 2.6827 | 2.6188
Buildings | 112.1838 | 105.149 | 106.2395 | 127.4425 | 93.8808 | 93.8811 | 89.1789 | 103.4824 | 82.9681 | 68.4051 | 57.0515 | 57.1071 | 44.3959 | 37.5822 | 38.1993 | 32.6292 | 28.3114 | 31.6787 | 19.9006 | 19.0934 | 18.5932 | 25.8608 | 21.7755 | 21.1521 | 8.537 | 8.3423 | 8.1373 | 18.4967 | 16.7998 | 17.9135 |  |  |  | 3.0954 | 2.8989 | 2.9181 | 2.426 | 2.1452 | 2.163 | 2.6074 | 2.5037 | 2.4617
Industry | 252.6339 | 368.5712 | 247.4108 | 135.6128 | 154.1536 | 146.3456 | 99.8529 | 101.449 | 99.2133 | 89.9518 | 88.0326 | 71.6586 | 73.3525 | 84.9698 | 76.0288 | 45.3313 | 90.666 | 70.0415 | 41.9084 | 71.4906 | 66.9692 | 55.4239 | 106.7624 | 93.9951 | 10.936 | 13.536 | 7.9496 | 41.1663 | 75.1775 | 62.1804 |  |  |  | 5.1173 | 5.4181 | 4.6013 | 2.2929 | 2.3729 | 2.1848 | 2.9439 | 2.3727 | 2.2531
Transport | 11.676 | 122.6752 | 95.4317 | 9.0085 | 69.6892 | 66.5365 | 6.5072 | 63.3814 | 48.7572 | 3.739 | 61.5524 | 46.6189 | 3.1882 | 27.0042 | 18.8396 | 2.3636 | 35.985 | 20.7277 | 1.7066 | 17.1288 | 15.6358 | 2.738 | 13.2321 | 12.0029 | 0.46219 | 8.7046 | 2.819 | 0.859 | 7.7759 | 6.2643 |  |  |  | 0.055 | 2.3954 | 1.3984 | 0.1068 | 1.4228 | 0.76774 | 0.033 | 0.76258 | 0.78469
Agriculture | 5.059 | 6.3325 | 5.5666 | 8.2687 | 9.145 | 9.145 | 3.154 | 3.7294 | 3.2505 | 5.377 | 6.5898 | 5.4414 | 1.8323 | 2.2678 | 1.8738 | 11.4462 | 13.1706 | 13.2137 | 1.7981 | 2.1092 | 1.8418 | 1.024 | 1.2402 | 1.0719 | 1.8265 | 2.2298 | 1.853 | 1.475 | 1.86 | 1.594 |  |  |  | 0.2111 | 0.24804 | 0.21557 | 0.1792 | 0.2161 | 0.18456 | 0.134 | 0.16056 | 0.13796
Other | 0 | 0 | 0 | 1.157 | 2.2843 | 2.2843 | 0 | 0 | 0 | 1.576 | 1.576 | 1.576 | 0 | 0 | 0 | 0 | 0 | 0 | 0.0502 | 0.0502 | 0.0502 | 0 | 0 | 0 | 0 | 0 | 0 | 0 | 0 | 0 |  |  |  | 0 | 0 | 0 | 0.00023389 | 0.00023389 | 0.00023389 | 0 | 0 | 0
Energy | 31.053 | 31.053 | 31.053 | 23.8697 | 23.8697 | 23.8697 | 12.5054 | 12.5054 | 12.5054 | 9.461 | 9.461 | 9.461 | 12.6255 | 12.6255 | 12.6255 | 3.4898 | 3.4898 | 3.4898 | 3.7264 | 3.7264 | 3.7264 | 2.794 | 2.794 | 2.794 | 0.83324 | 0.83324 | 0.83324 | 2.597 | 2.597 | 2.597 |  |  |  | 0.207 | 0.207 | 0.207 | 0.49108 | 0.49108 | 0.49108 | 1.0155 | 1.0155 | 1.0155
Total | 537.8752 | 787.4484 | 661.7747 | 452.9086 | 497.019 | 485.877 | 316.6122 | 405.9637 | 368.493 | 251.4961 | 302.4785 | 276.1807 | 163.2029 | 200.4606 | 179.0049 | 118.2807 | 201.4138 | 169.5539 | 85.9392 | 135.0962 | 127.6206 | 133.8022 | 187.7103 | 171.1626 | 32.3531 | 43.3465 | 31.3714 | 88.7365 | 132.6797 | 120.5497 |  |  |  | 11.5985 | 13.9774 | 11.7782 | 7.1485 | 8.5842 | 7.3897 | 8.8454 | 9.4977 | 9.2718
Annual H2 demand by sector (2035)
Filters used: countries, subsector - total, energy carrier - hydrogen
| Germany |  |  | France |  |  | United Kingdom |  |  | Spain |  |  | Poland |  |  | Netherlands |  |  | Belgium |  |  | Sweden |  |  | Denmark |  |  | Finland |  |  | Norway |  |  | Lithuania |  |  | Latvia |  |  | Estonia
| REF | DE | GA | REF | DE | GA | REF | DE | GA | REF | DE | GA | REF | DE | GA | REF | DE | GA | REF | DE | GA | REF | DE | GA | REF | DE | GA | REF | DE | GA | REF | DE | GA | REF | DE | GA | REF | DE | GA | REF | DE | GA
Households | 0 | 12.4788 | 28.1269 | 0 | 0 | 0.93343 | 0 | 22.7619 | 22.0432 | 0 | 0 | 0 | 0 | 1.988 | 6.6092 | 0 | 0 | 3.521 | 0 | 0 | 2.1955 | 0 | 0.5811 | 2.1663 | 0 | 0 | 0 | 0 | 0.0080814 | 0 |  |  |  | 0 | 0.099437 | 0.32218 | 0 | 0.082342 | 0.3347 | 0 | 0 | 0
Buildings | 0 | 2.9465 | 5.7243 | 0 | 0 | 0 | 0 | 3.7495 | 3.595 | 0 | 0 | 0 | 0 | 0.496 | 1.4684 | 0 | 0 | 1.0369 | 0 | 0 | 0.41526 | 0 | 0.18613 | 0.40426 | 0 | 0 | 0 | 0 | 0 | 0.20563 |  |  |  | 0 | 0.02572 | 0.070553 | 0 | 0.034651 | 0.098652 | 0 | 0 | 0.017991
Industry | 0 | 48.5511 | 74.6024 | 0 | 4.9375 | 4.2513 | 0 | 13.93 | 11.9015 | 0 | 23.8409 | 35.0114 | 0 | 6.7926 | 8.2173 | 0 | 16.7059 | 20.9626 | 0 | 8.0626 | 10.3759 | 0 | 6.8131 | 6.5601 | 0 | 0.64572 | 1.9041 | 0 | 4.0678 | 5.858 |  |  |  | 0 | 0.81462 | 0.84867 | 0 | 0.0093721 | 0.26816 | 0 | 0.26768 | 0.21516
IndustryNE | 0 | 47.9382 | 32.959 | 0 | 12.1998 | 10.8302 | 0 | 9.4495 | 6.3883 | 0 | 2.4577 | 2.9785 | 0 | 9.9687 | 8.2605 | 0 | 4.635 | 6.3288 | 0 | 8.323 | 11.324 | 0 | 7.7899 | 6.9154 | 0 | 0.0010296 | 0.0015234 | 0 | 6.2347 | 4.6123 |  |  |  | 0 | 2.9947 | 2.4712 | 0 | 0.0020289 | 0.0017031 | 0 | 0 | 0
Transport | 0 | 17.8273 | 27.3101 | 0 | 2.3475 | 3.4983 | 0 | 5.1781 | 5.6463 | 0 | 4.9125 | 7.157 | 0 | 3.8493 | 8.8451 | 0 | 1.7115 | 8.5747 | 0 | 0.33491 | 2.6314 | 0 | 0.19992 | 4.9218 | 0 | 2.4497 | 1.2239 | 0 | 0.59151 | 2.0274 |  |  |  | 0 | 0.64042 | 0.89425 | 0 | 0.3503 | 0.42681 | 0 | 0.1043 | 0.10524
Agriculture | 0 | 1.3192 | 3.0959 | 0 | 0.034736 | 0.030543 | 0 | 0 | 0 | 0 | 0 | 0 | 0 | 0 | 0 | 0 | 0 | 1.2441 | 0 | 0 | 0 | 0 | 0 | 0 | 0 | 0 | 0 | 0 | 0 | 0 |  |  |  | 0 | 0 | 0 | 0 | 0 | 0 | 0 | 0 | 0
Other | 0 | 0 | 0 | 0 | 0 | 0 | 0 | 0 | 0 | 0 | 0 | 0 | 0 | 0 | 0 | 0 | 0 | 0 | 0 | 0 | 0 | 0 | 0 | 0 | 0 | 0 | 0 | 0 | 0 | 0 |  |  |  | 0 | 0 | 0 | 0 | 0 | 0 | 0 | 0 | 0
Energy | 0 | 0 | 0 | 0 | 0 | 0 | 0 | 0 | 0 | 0 | 0 | 0 | 0 | 0 | 0 | 0 | 0 | 0 | 0 | 0 | 0 | 0 | 0 | 0 | 0 | 0 | 0 | 0 | 0 | 0 |  |  |  | 0 | 0 | 0 | 0 | 0 | 0 | 0 | 0 | 0
Total | 0 | 131.0612 | 171.8188 | 0 | 19.5195 | 19.5437 | 0 | 55.0689 | 49.5743 | 0 | 31.2111 | 45.1469 | 0 | 23.0945 | 33.4004 | 0 | 23.0523 | 41.6681 | 0 | 16.7205 | 26.9421 | 0 | 15.5701 | 20.9679 | 0 | 3.0965 | 3.1295 | 0 | 10.9021 | 12.7033 |  |  |  | 0 | 4.5749 | 4.6069 | 0 | 0.4787 | 1.13 | 0 | 0.37198 | 0.3384
334.7223
Step 3. Plotting
Totals for DE scenario
| 2019 | [6 empty] | 2035 | [6 empty] | H2
| Households | Buildings | Industry | Transport | Agriculture | Other | Energy | Households | Buildings | Industry | Transport | Agriculture | Other | Energy | Households | Buildings | Industry | Transport | Agriculture | Other | Energy
Estonia | 2.1116 | 2.6074 | 2.9439 | 0.033 | 0.134 | 0 | 1.0155 | 2.6827 | 2.5037 | 2.3727 | 0.76258 | 0.16056 | 0 | 1.0155 | 0 | 0 | 0.26768 | 0.1043 | 0 | 0 | 0
Latvia | 1.6523 | 2.426 | 2.2929 | 0.1068 | 0.1792 | 0.00023389 | 0.49108 | 1.9359 | 2.1452 | 2.3729 | 1.4228 | 0.2161 | 0.00023389 | 0.49108 | 0.082342 | 0.034651 | 0.011401 | 0.3503 | 0 | 0 | 0
Lithuania | 2.9127 | 3.0954 | 5.1173 | 0.055 | 0.2111 | 0 | 0.207 | 2.8099 | 2.8989 | 5.4181 | 2.3954 | 0.24804 | 0 | 0.207 | 0.099437 | 0.02572 | 3.8093 | 0.64042 | 0 | 0 | 0
Norway
Finland | 24.1425 | 18.4967 | 41.1663 | 0.859 | 1.475 | 0 | 2.597 | 28.4695 | 16.7998 | 75.1775 | 7.7759 | 1.86 | 0 | 2.597 | 0.0080814 | 0 | 10.3025 | 0.59151 | 0 | 0 | 0
Denmark | 9.7582 | 8.537 | 10.936 | 0.46219 | 1.8265 | 0 | 0.83324 | 9.7006 | 8.3423 | 13.536 | 8.7046 | 2.2298 | 0 | 0.83324 | 0 | 0 | 0.64675 | 2.4497 | 0 | 0 | 0
Sweden | 45.9614 | 25.8608 | 55.4239 | 2.738 | 1.024 | 0 | 2.794 | 41.9062 | 21.7755 | 106.7624 | 13.2321 | 1.2402 | 0 | 2.794 | 0.5811 | 0.18613 | 14.603 | 0.19992 | 0 | 0 | 0
Belgium | 16.8489 | 19.9006 | 41.9084 | 1.7066 | 1.7981 | 0.0502 | 3.7264 | 21.4977 | 19.0934 | 71.4906 | 17.1288 | 2.1092 | 0.0502 | 3.7264 | 0 | 0 | 16.3856 | 0.33491 | 0 | 0 | 0
Netherlands | 23.0206 | 32.6292 | 45.3313 | 2.3636 | 11.4462 | 0 | 3.4898 | 29.791 | 28.3114 | 90.666 | 35.985 | 13.1706 | 0 | 3.4898 | 0 | 0 | 21.3409 | 1.7115 | 0 | 0 | 0
Poland | 27.8086 | 44.3959 | 73.3525 | 3.1882 | 1.8323 | 0 | 12.6255 | 36.0111 | 37.5822 | 84.9698 | 27.0042 | 2.2678 | 0 | 12.6255 | 1.988 | 0.496 | 16.7613 | 3.8493 | 0 | 0 | 0
Spain | 72.9862 | 68.4051 | 89.9518 | 3.739 | 5.377 | 1.576 | 9.461 | 78.2151 | 57.0515 | 88.0326 | 61.5524 | 6.5898 | 1.576 | 9.461 | 0 | 0 | 26.2986 | 4.9125 | 0 | 0 | 0
UK | 105.4138 | 89.1789 | 99.8529 | 6.5072 | 3.154 | 0 | 12.5054 | 121.4161 | 103.4824 | 101.449 | 63.3814 | 3.7294 | 0 | 12.5054 | 22.7619 | 3.7495 | 23.3794 | 5.1781 | 0 | 0 | 0
France | 147.5493 | 127.4425 | 135.6128 | 9.0085 | 8.2687 | 1.157 | 23.8697 | 143.9964 | 93.8808 | 154.1536 | 69.6892 | 9.145 | 2.2843 | 23.8697 | 0 | 0 | 17.1373 | 2.3475 | 0.034736 | 0 | 0
Germany | 125.2695 | 112.1838 | 252.6339 | 11.676 | 5.059 | 0 | 31.053 | 153.6676 | 105.149 | 368.5712 | 122.6752 | 6.3325 | 0 | 31.053 | 12.4788 | 2.9465 | 96.4893 | 17.8273 | 1.3192 | 0 | 0 | 131.0612
Additive. Assuming H2 produced from electricity (70% efficiency) with demand already included
| 2019 | [6 empty] | 2035 | [6 empty] | H2
| Households | Buildings | Industry | Transport | Agriculture | Other | Energy | Households | Buildings | Industry | Transport | Agriculture | Other | Energy | Households | Buildings | Industry | Transport | Agriculture | Other | Energy
Estonia | 2.1116 | 2.6074 | 2.9439 | 0.033 | 0.134 | 0 | 1.0155 | 0.57117 | -0.10371 | -0.57124 | 0.72958 | 0.026557 | 0 | 0 | 0 | 0 | 0.3824 | 0.149 | 0 | 0 | 0
Latvia | 1.6523 | 2.426 | 2.2929 | 0.1068 | 0.1792 | 0.00023389 | 0.49108 | 0.28356 | -0.28075 | 0.079979 | 1.316 | 0.0369 | 0 | 0 | 0.11763 | 0.049501 | 0.016287 | 0.50043 | 0 | 0 | 0
Lithuania | 2.9127 | 3.0954 | 5.1173 | 0.055 | 0.2111 | 0 | 0.207 | -0.10287 | -0.19651 | 0.30088 | 2.3404 | 0.036945 | 0 | 0 | 0.14205 | 0.036743 | 5.4419 | 0.91489 | 0 | 0 | 0
Norway | 0 | 0 | 0 | 0 | 0 | 0 | 0 | 0 | 0 | 0 | 0 | 0 | 0 | 0 | 0 | 0 | 0 | 0 | 0 | 0 | 0
Finland | 24.1425 | 18.4967 | 41.1663 | 0.859 | 1.475 | 0 | 2.597 | 4.327 | -1.6969 | 34.0112 | 6.9169 | 0.385 | 0 | 0 | 0.011545 | 0 | 14.7179 | 0.84502 | 0 | 0 | 0
Denmark | 9.7582 | 8.537 | 10.936 | 0.46219 | 1.8265 | 0 | 0.83324 | -0.057626 | -0.1947 | 2.6 | 8.2424 | 0.4033 | 0 | 0 | 0 | 0 | 0.92393 | 3.4996 | 0 | 0 | 0
Sweden | 45.9614 | 25.8608 | 55.4239 | 2.738 | 1.024 | 0 | 2.794 | -4.0552 | -4.0854 | 51.3384 | 10.4941 | 0.21619 | 0 | 0 | 0.83014 | 0.2659 | 20.8614 | 0.28559 | 0 | 0 | 0
Belgium | 16.8489 | 19.9006 | 41.9084 | 1.7066 | 1.7981 | 0.0502 | 3.7264 | 4.6488 | -0.80723 | 29.5821 | 15.4222 | 0.31106 | 0 | 0 | 0 | 0 | 23.408 | 0.47844 | 0 | 0 | 0
Netherlands | 23.0206 | 32.6292 | 45.3313 | 2.3636 | 11.4462 | 0 | 3.4898 | 6.7704 | -4.3177 | 45.3347 | 33.6214 | 1.7243 | 0 | 0 | 0 | 0 | 30.487 | 2.445 | 0 | 0 | 0
Poland | 27.8086 | 44.3959 | 73.3525 | 3.1882 | 1.8323 | 0 | 12.6255 | 8.2025 | -6.8137 | 11.6173 | 23.8161 | 0.43553 | 0 | 0 | 2.84 | 0.70857 | 23.9447 | 5.499 | 0 | 0 | 0
Spain | 72.9862 | 68.4051 | 89.9518 | 3.739 | 5.377 | 1.576 | 9.461 | 5.2289 | -11.3535 | -1.9192 | 57.8134 | 1.2128 | 0 | 0 | 0 | 0 | 37.5695 | 7.0179 | 0 | 0 | 0
UK | 105.4138 | 89.1789 | 99.8529 | 6.5072 | 3.154 | 0 | 12.5054 | 16.0023 | 14.3035 | 1.5961 | 56.8743 | 0.57542 | 0 | 0 | 32.517 | 5.3565 | 33.3992 | 7.3973 | 0 | 0 | 0
France | 147.5493 | 127.4425 | 135.6128 | 9.0085 | 8.2687 | 1.157 | 23.8697 | -3.553 | -33.5617 | 18.5408 | 60.6807 | 0.8763 | 1.1273 | 0 | 0 | 0 | 24.4818 | 3.3535 | 0.049623 | 0 | 0
Germany | 125.2695 | 112.1838 | 252.6339 | 11.676 | 5.059 | 0 | 31.053 | 28.3981 | -7.0349 | 115.9373 | 110.9992 | 1.2735 | 0 | 0 | 17.8269 | 4.2093 | 137.8418 | 25.4675 | 1.8846 | 0 | 0 | 187.2302
Step 4. Preparing model inputs (discontinued)
| National totals |  |  |  |  | <P_h>
| 2019 | 2035 | Δ% | H2, TWh | H2, % |  |  |  |  | H2 demand by node |  |  |  | Assumption 1. H2 demand areal distribution within Scandinavian countries is equal to el. demand distribution.
Estonia | 8.8454 | 9.4977 | 7.375% | 0.5314 | 5.299% | 60.6618 |  |  |  | DKE1 | 60.24% | 304.1911 |  | El. Demand shares in second table are computed in "Computation of demand coefficients.xlsx" using hourly areal profiles.
Latvia | 7.1485 | 8.5842 | 20.08% | 0.68385 | 7.379% | 78.0652 |  |  |  | DKW1 | 39.76% | 200.7775 |  | Assumption 2.
Lithuania | 11.5985 | 13.9774 | 20.51% | 6.5356 | 31.86% | 746.0719 |  |  |  | SE01 | 7.175% | 182.1805
Norway | 151.0415 | 175.485 | 16.18% | 0 |  | 0 |  |  |  | SE02 | 12.02% | 305.2686
Finland | 88.7365 | 132.6797 | 49.52% | 15.5744 | 10.51% | 1777.9026 |  |  |  | SE03 | 63.18% | 1604.3608
Denmark | 32.3531 | 43.3465 | 33.98% | 4.4235 | 9.26% | 504.9686 |  |  |  | SE04 | 17.62% | 447.3504
Sweden | 133.8022 | 187.7103 | 40.29% | 22.243 | 10.59% | 2539.1602
Belgium | 85.9392 | 135.0962 | 57.2% | 23.8864 | 15.02% | 2726.7572
Netherlands | 118.2807 | 201.4138 | 70.28% | 32.9319 | 14.05% | 3759.3518
Poland | 163.2029 | 200.4606 | 22.83% | 32.9922 | 14.13% | 3766.2275
Spain | 251.4961 | 302.4785 | 20.27% | 44.5873 | 12.85% | 5089.8759
UK | 316.6122 | 405.9637 | 28.22% | 78.6699 | 16.23% | 8980.5826
France | 452.9086 | 497.019 | 9.739% | 27.885 | 5.312% | 3183.2181
Germany | 537.8752 | 787.4484 | 46.4% | 187.2302 | 19.21% | 21373.315
Total | 2359.8406 | 3101.1612 | 31.41% | 478.1747 | 13.36% | 54586.1582
Households
Buildings
Industry
Transport
Agriculture
Other
Energy
2019
+2035
+2035+H2
TWh/y

## Summary (old)
This sheet includes collection of plots showing system changes envisioned in TYNDP for DE scenario. These plots are agreggated for summary presentation.
Demand. Main source: Demand Scenarios TYNDP 2024 After Public Consultation.xslx
| 2019 | [6 empty] | 2035 | [6 empty] | H2
| Households | Buildings | Industry | Transport | Agriculture | Other | Energy | Households | Buildings | Industry | Transport | Agriculture | Other | Energy | Households | Buildings | Industry | Transport | Agriculture | Other | Energy
Estonia | 2.1116 | 2.6074 | 2.9439 | 0.033 | 0.134 | 0 | 1.0155 | 0.57117 | -0.10371 | -0.57124 | 0.72958 | 0.026557 | 0 | 0 | 0 | 0 | 0.3824 | 0.149 | 0 | 0 | 0
Latvia | 1.6523 | 2.426 | 2.2929 | 0.1068 | 0.1792 | 0.00023389 | 0.49108 | 0.28356 | -0.28075 | 0.079979 | 1.316 | 0.0369 | 0 | 0 | 0.11763 | 0.049501 | 0.016287 | 0.50043 | 0 | 0 | 0
Lithuania | 2.9127 | 3.0954 | 5.1173 | 0.055 | 0.2111 | 0 | 0.207 | -0.10287 | -0.19651 | 0.30088 | 2.3404 | 0.036945 | 0 | 0 | 0.14205 | 0.036743 | 5.4419 | 0.91489 | 0 | 0 | 0
Norway | 0 | 0 | 0 | 0 | 0 | 0 | 0 | 0 | 0 | 0 | 0 | 0 | 0 | 0 | 0 | 0 | 0 | 0 | 0 | 0 | 0
Finland | 24.1425 | 18.4967 | 41.1663 | 0.859 | 1.475 | 0 | 2.597 | 4.327 | -1.6969 | 34.0112 | 6.9169 | 0.385 | 0 | 0 | 0.011545 | 0 | 14.7179 | 0.84502 | 0 | 0 | 0
Denmark | 9.7582 | 8.537 | 10.936 | 0.46219 | 1.8265 | 0 | 0.83324 | -0.057626 | -0.1947 | 2.6 | 8.2424 | 0.4033 | 0 | 0 | 0 | 0 | 0.92393 | 3.4996 | 0 | 0 | 0
Sweden | 45.9614 | 25.8608 | 55.4239 | 2.738 | 1.024 | 0 | 2.794 | -4.0552 | -4.0854 | 51.3384 | 10.4941 | 0.21619 | 0 | 0 | 0.83014 | 0.2659 | 20.8614 | 0.28559 | 0 | 0 | 0
Belgium | 16.8489 | 19.9006 | 41.9084 | 1.7066 | 1.7981 | 0.0502 | 3.7264 | 4.6488 | -0.80723 | 29.5821 | 15.4222 | 0.31106 | 0 | 0 | 0 | 0 | 23.408 | 0.47844 | 0 | 0 | 0
Netherlands | 23.0206 | 32.6292 | 45.3313 | 2.3636 | 11.4462 | 0 | 3.4898 | 6.7704 | -4.3177 | 45.3347 | 33.6214 | 1.7243 | 0 | 0 | 0 | 0 | 30.487 | 2.445 | 0 | 0 | 0
Poland | 27.8086 | 44.3959 | 73.3525 | 3.1882 | 1.8323 | 0 | 12.6255 | 8.2025 | -6.8137 | 11.6173 | 23.8161 | 0.43553 | 0 | 0 | 2.84 | 0.70857 | 23.9447 | 5.499 | 0 | 0 | 0
Spain | 72.9862 | 68.4051 | 89.9518 | 3.739 | 5.377 | 1.576 | 9.461 | 5.2289 | -11.3535 | -1.9192 | 57.8134 | 1.2128 | 0 | 0 | 0 | 0 | 37.5695 | 7.0179 | 0 | 0 | 0
UK | 105.4138 | 89.1789 | 99.8529 | 6.5072 | 3.154 | 0 | 12.5054 | 16.0023 | 14.3035 | 1.5961 | 56.8743 | 0.57542 | 0 | 0 | 32.517 | 5.3565 | 33.3992 | 7.3973 | 0 | 0 | 0
France | 147.5493 | 127.4425 | 135.6128 | 9.0085 | 8.2687 | 1.157 | 23.8697 | -3.553 | -33.5617 | 18.5408 | 60.6807 | 0.8763 | 1.1273 | 0 | 0 | 0 | 24.4818 | 3.3535 | 0.049623 | 0 | 0
Germany | 125.2695 | 112.1838 | 252.6339 | 11.676 | 5.059 | 0 | 31.053 | 28.3981 | -7.0349 | 115.9373 | 110.9992 | 1.2735 | 0 | 0 | 17.8269 | 4.2093 | 137.8418 | 25.4675 | 1.8846 | 0 | 0
| 605.4357 | 555.1592 | 856.524 | 42.443 | 41.7851 | 2.7834 | 104.6687 | 66.664 | -56.1432 | 308.4484 | 389.2667 | 7.5138 | 1.1273 | 0 | 54.2852 | 10.6265 | 353.4757 | 57.8531 | 1.9343 | 0 | 0
Capacity. Source: Draft Supply Inputs for TYNDP 2024 Scenarios.xlsx
| Installed |  |  | Additions
| 2030 |  |  | 2040 |  |  | 2050
| Solar | Onshore wind | Offshore wind | Solar | Onshore wind | Offshore wind | Solar | Onshore wind | Offshore wind
Estonia | 1160 | 696 | 1000 | 540 | 304 | 2500 | 800 | 0 | 3500
Latvia | 300 | 400 | 500 | 700 | 100 | 500 | 500 | 100 | 1000
Lithuania | 5000 | 5000 | 1400 | 320 | 430 | 1400 | 580 | 220 | 1700
Norway | 5150 | 5356.1 | 3000 | 5990 | 752.1 | 7500 | 1000 | 600 | 0
Finland | 10695.1872 | 25424.0288 | 1250 | 10695.1872 | 28797.5827 | 3813.3 | 10695.1872 | 14528.6885 | 7244.4
Denmark | 17744.41 | 7305.612 | 8250.6 | 9227.72 | -1359.177 | 16000 | 7139.48 | 124.92 | 16000
Sweden | 7648.0476 | 17952.1524 | 39514.3 | 7648.0476 | 4670.7861 | 64738 | 7648.0476 | 5557.3333 | 33720.45
Poland | 21663 | 13767.84 | 10004 | 4337 | 0 | 896 | 4000 | 0 | 0
UK | 35016.42 | 31983.18 | 52467.47 | 24862.02 | 12306.9 | 43690.1 | 19999.9 | 8064.49 | 1809.67
France | 43441 | 35959 | 3893 | 33382.1 | 11120.9 | 18100 | 38286.9 | 11730.1 | 18000
Germany | 215002 | 115000.7 | 33521.3 | 150873.4 | 43877.59 | 31538 | 68251.24 | 2251.23 | 3720.45
| 362820.0648 | 258844.6133 | 154800.67 | 248575.4748 | 101000.6817 | 190675.4 | 158900.7548 | 43176.7619 | 86694.97
Flexibility. Source: 'Updated Electricity Modeling Results. xlsx' of TYNDP 2022
| 2025 (visualization platform) |  |  |  | 2030 |  |  |  | 2040 |  |  |  | 2050
| HPS | DSR | Batteries | Gas | HPS | DSR | Batteries | Gas | HPS | DSR | Batteries | Gas | HPS | DSR | Batteries | Gas
Estonia | 0 | 60 |  |  | 0 | 90 | 543.6544 | 0 | 0 | 83.3333 | 132.4917 | 0 | 0 | 22.5333 | 51.9599 | 419.3235
Latvia | 0 |  |  |  | 0 | 36.8 | 38.4377 | 0 | 0 | 0 | 84.7141 | 0 | 0 | 4.784 | 4.1986 | 552.1291
Lithuania | 930 | 10 |  |  | 930 | 40 | 661.8233 | 0 | 0 | 10 | 204.0062 | 808 | 0 | 6.5 | 82.7519 | 0
Norway | 33360.6812 | 6304 |  |  | 33360.6812 | 6294 | 408.0807 | 0 | -140 | 0 | -110.5192 | 878 | 0 | 818.22 | -34.0565 | 0
Finland | 0 | 1831.29 | 76.2 | 274 | 0 | 4490.8315 | 1487.8231 | 215 | 0 | 5433.3435 | 736.4888 | -90 | 0 | 1290.1428 | 278.9896 | 6.6118
Denmark | 0 |  |  | 302.38 | 0 | 0 | 133.7517 | 263.91 | 0 | 0 | 146.7771 | 4810.12 | 0 | 0 | 185.1385 | 873.3417
Sweden | 0 | 1383.95 |  | 110.79 | 0 | 1738.8 | 5353.041 | 110.789 | 0 | 0 | -1529.2779 | 9839 | 0 | 226.044 | 365.4573 | -6493.1105
Belgium | 1224 | 1460.06 | 288.8 | 294 | 1224 | 2047.8045 | 4254.2954 | 294 | 0 | 143.3464 | 4668.5977 | 6331 | 0 | 284.8496 | 1966.8224 | 8492.2645
Netherlands | 0 | 700 | 2560 | 901.8 | 0 | 700 | 13749.6767 | 2835.8 | 0 | 0 | 10574.9939 | 7497 | 0 | 91 | 3988.8205 | 3430.0768
Poland | 1535.28 |  |  |  | 1535.28 | 0 | 3963.0139 | 6210 | 0 | 0 | 1985.062 | 11390 | 0 | 0 | 568.4892 | 7063.3701
Spain | 9549.72 |  | 500 |  | 9549.72 | 0 | 12389.299 | 0 | 0 | 1600 | 7989.9576 | 377 | 0 | 208 | 8117.2292 | 0
UK | 2744 | 2860 | 4278.22 | 1273.79 | 2744 | 4357.12 | 20392.2199 | 5810.79 | 0 | 3673.96 | 6919.3093 | 28495.4846 | 0 | 1044.0404 | 3719.7904 | 19971.1075
France | 3800 | 3900 | 253 | 636 | 3800 | 5481.5 | 1304.7728 | 636 | 1043.1372 | 0 | 1436.4766 | 16233 | 0 | 712.595 | 1788.3998 | 22937.8944
Germany | 9025.7401 | 1250 | 2831.25 | 3373.27 | 9025.7401 | 1758.865 | 18249.679 | 12224.568 | 270 | 1415.735 | 20026.9142 | 27676.3 | 0 | 412.698 | 25261.1195 | 8433.25
| 62169.4212 | 19759.3 | 10787.47 | 7166.03 | 62169.4212 | 27035.7211 | 82929.5684 | 28600.857 | 1173.1372 | 12359.7182 | 53265.992 | 114244.9046 | 0 | 5121.4071 | 46345.1105 | 65686.2587
Summary
Demand |  |  |  | Flexibility |  |  |  | Capacity
2019 | Households | 605.4357 |  | 2025 | HPS | 62169.4212 |  | 2025 | Solar | 174621.22
| Buildings | 555.1592 |  |  | DSR | 19759.3 |  |  | Onshore wind | 203570.42
| Industry | 856.524 |  |  | Batteries | 10787.47 |  |  | Offshore wind | 46143.86
| Transport | 42.443 |  |  | Gas | 7166.03 |  | 2035 | Solar | 312486.5821
| Other | 149.2372 | 2208.7992 | 2035 | HPS | 586.5686 |  |  | Onshore wind | 105774.5341
2035 | Households | 66.664 |  |  | DSR | 13456.2802 |  |  | Offshore wind | 203994.51
| Buildings | -56.1432 |  |  | Batteries | 98775.0945 |  |  |  | 1046591.1263
| Industry | 308.4484 |  |  | Gas | 78557.2793
| Transport | 389.2667 |  |  |  | 291257.4438
| Other | 8.641
H2 | Households | 54.2852
| Buildings | 10.6265
| Industry | 353.4757
| Transport | 57.8531
| Other | 1.9343 | 3403.8509
0.54104
Households
Buildings
Industry
Transport
Agriculture
Other
Energy
2019
+2035
+2035+H2
TWh/y
Current
+2035
+2035 for H2
GW
Pumped hydro
Demand response
Batteries
Gas
2030
2040
2050