## Overview
Content | Data collection and comparison from ENTSO-E TYNDP 2022/2024 and prior NEBB input data
Data transformations preparing NEBB inputs
The data here has been manually coppied to NEBB input files - no automated link is present
Origin | "H2 heavy 2035" scenario development for RePower project
Author | Justinas Jasiūnas
Uploaded | 2025-02-07
Objective for collection and comparison - make sense of
| Inputs | TYNDP2024 includes multiple files with data from various modeling stages that contain larger than NEBB scope, which can be overwhelming
TYNDP2024 scenarios are very optimistic with lots more VRE and H2 than in prior NEBB scenarios, plus Nordics are net H2 exporters for central Europe
some TYNDP2024 data lacks clear documentation and include questionable data (e.g., 50 GW of batteries in DE and none in neighbouring PL)
| Outputs | change in inputs indicates expected change in outputs against which validity of model results can be scrutinized
Approach - compare potentially relevant datasets while maximize data readability using:
| Text formating | inputs used in next steps, inputs not used, derivatives used, illustrative derivatives, insignificant values, inconsistent/questionable values
values copied to NEBB input files
| Element order | countries by population, thermal technologies by carbon intensity, remaining technologies grouped into renewables in flexibility sources
| Minimalistic design | hide zeros and cell boundaries, use grey lines, shades of grey instead of distinct colors for head rows and columns, minimal number of relevant digits
| Documentation | sources, data selection choices, transformation steps, destination files
Scenario | Choice | Primary TYNDP scenario that is used (unless stated otherwise) is Distributed Energy for year 2035 and climate year 2009
| Reason | Distributed Energy scenario is chosen over Global Energy scenario due to lower (though still questionably high) use of H2
TYNDP vs NEBB - high level comparison
Common | Electricity and H2 generation capacities and demand. Accounted flexibility options include pumped hydro, H2, batteries. Electricity and H2 transmission capacity.
Omissions decreasing flexibity
| Geography | fewer countries (EU27+ > 14 in NEBB) and country breakdowns outside of nordics, no ddedicated offshore nodes
| Flexibility options | EVs and basically no DSR
| H2 aspects | H2 imports, steam methane reformer, H2 power plants, synthetic fuels
New wind profiles
Omissions increasing flexibity
| Geography | dedicated VRE nodes
| H2 aspects | separate short term storage zones, H2 storage limits (using possible rather than realized capacity expansion to avoid unrealistic shortages), variable demand profiles (while H2 demand should be a net source for flexibility TYNDP 2024 seem to use predefined profiles that would require more flexibility than constant profiles predefined in NEBB)
Kept old NEBB account
Hydro
Overall | Significantly lower system flexibility balanced with larger H2 storage and curtailments
H2 heavy 2035 vs National Trends 2025 - main development stages
Significantly more VRE + marginally higher native electricity demand -> huge surpluses
Adding major H2 demand limited with limited addtion to el. Flexibility
Adding more flexibility options
Revising thermal power generation capacity mostly eliminating fossils
Accounting other RES and other non-RES (previously present in input files but not used in NEBB) as industrial CHP
Overview of datasets in |  | TYNDP 2024 website
Website contains multiple input and output datasets of modeling process with multiple stages that are described in methodology report. The copy of the overview figure from methodology report is shown bellow. The differences between data at these stages are not entirely clear to me, but I used data from the latest modeling stages when possible. According to the figure data on visualization platform (present in the TYNDP website) contains the ultimate results of the modeling process. However, it includes only portion of data required for NEBB and does not allow direct copying from selected tables - individual values had to be copied manualy. On the other extreme, plexos modeling result files have an overwhelming amount of data including not self-explanatory entries without documentation.

## Demand
Sources | [1] TYNDP 2024 - Visualization platform
[2] TYNDP 2024 - Demand Scenarios TYNDP 2024 After Public Consultation.xslx
[3] NEBB - \north_european_model\timeseries\Basic_processing\Elec_demand\input\time_series_60min_singleindex.csv
[4] NEBB - \north_european_model\timeseries\Basic_processing\Elec_demand\output\summary_load_2011-2020-1h.csv
Data [1]
TWh | DE | FR | UK | ES | PL | NL | BE | SE | DK | FI | NO | LT | LV | EE
Native | 800.62 | 518.01 | 457.26 | 296.72 | 196.3 | 187.15 | 118.61 | 180.73 | 43.9 | 132.86 | 177.43 | 15.35 | 8.94 | 10.2 | 3144.08
Native [2] | 787.4484 | 497.019 | 405.9637 | 302.4785 | 200.4606 | 201.4138 | 135.0962 | 187.7103 | 43.3465 | 132.6797 | 175.485 | 13.9774 | 8.5842 | 9.4977 | 3101.1612
Electrolyser | 82.88 | 17.77 | 98.07 | 81.32 | 18.57 | 14.61 | 1.35 | 47.35 | 52.92 | 72.58 |  | 10.82 | 7.74 |  | 505.98 | 16.09%
Electrolyser [2] | 187.2302 | 27.885 | 78.6699 | 44.5873 | 32.9922 | 32.9319 | 23.8864 | 22.243 | 4.4235 | 15.5744 | 0 | 6.5356 | 0.68385 | 0.5314 | 478.1747
EV | 68.94 | 34.16 | 32.65 | 28.71 | 15.03 | 11.34 | 10.26 | 7.96 | 5.96 | 4.92 |  | 1.67 | 0.8 | 0.5 | 222.9 | 7.09%
Battery | 34.99 | 3.63 | 3.15 | 5.47 |  | 17.23 | 0.67 | 0.4 | 0.65 | 1.05 |  | 0.92 | 0.04 |  | 68.2 | 2.169%
Data [1] TWh: PS Closed; Data [1] DE: 52.07; Data [1] FR: 10.11; Data [1] UK: 14.14; Data [1] ES: 46.24; Data [1] BE: 6.83; Data [1] LT: 4.56 | 133.95 | 4.26%
Data [1] TWh: PS Open; Data [1] DE: 8.55; Data [1] FR: 14.84; Data [1] ES: 21.02; Data [1] PL: 0.62; Data [1] NO: 3.15 | 48.18 | 1.532%
H2 Heat pump | 0.29 | 0.13 | 2.16 | 0.01 | 0.34 |  |  | 0.07 |  | 0.01 |  | 0.03 | 0.02 | 0.01 | 3.07 | 0.09764%
CH4 Heat pump | 0.18 |  | 2.38 |  | 1.24 | 4.17 | 0.09 | 0.26 |  |  |  | 0.06 | 0.03 |  | 8.41 | 0.2675%
Total | 2023.1986 | 1123.5539 | 1094.4436 | 826.5558 | 465.5528 | 468.8457 | 296.7926 | 446.7234 | 151.2001 | 359.6741 | 356.065 | 53.923 | 26.8381 | 20.7391
Ekectrolyser +% | 10.35% | 3.43% | 21.45% | 27.41% | 9.46% | 7.807% | 1.138% | 26.2% | 120.5% | 54.63% | 0% | 70.49% | 86.58% | 0%
Calculation for \north_european_model\timeseries\Basic_processing\Elec_demand\input\demand_coefficients.xlsx
|  | BE | DE | DK | EE | ES | FI | FR | GB | LT | LV | NL | NO | PL | SE
Hourly average [3] | MW | 9750.6033 | 56219.7329 | 3859.9241 | 919.047 | 28567.7288 | 9687.8315 | 54976.0375 | 36147.3377 | 1251.5052 | 817.4804 | 12864.3402 | 14619.7094 | 17053.4906 | 15950.451
Total [1] | TWh | 118.61 | 800.62 | 43.9 | 10.2 | 296.72 | 132.86 | 518.01 | 457.26 | 15.35 | 8.94 | 187.15 | 177.43 | 196.3 | 180.73
Hourly average | MW | 13539.9543 | 91394.9772 | 5011.4155 | 1164.3836 | 33872.1461 | 15166.6667 | 59133.5616 | 52198.6301 | 1752.2831 | 1020.5479 | 21364.1553 | 20254.5662 | 22408.6758 | 20631.2785
New coefficient | MW | 3789.351 | 35175.2442 | 1151.4915 | 245.3365 | 5304.4173 | 5478.8352 | 4157.5241 | 16051.2924 | 500.7779 | 203.0675 | 8499.8151 | 5634.8568 | 5355.1852 | 4680.8276
Growth | % | 38.86% | 62.57% | 29.83% | 26.69% | 18.57% | 56.55% | 7.562% | 44.41% | 40.01% | 24.84% | 66.07% | 32% | 31.4% | 29.35%
|  | BE | DE | DK_1 | DK_2 | EE | ES | FI | FR | GB | LT | LV | NL | NO_1 | NO_2 | NO_3 | NO_4 | NO_5 | PL | SE_1 | SE_2 | SE_3 | SE_4
Hourly average [4] | MW | 9836.0194 | 56248.368 | 2280.6969 | 1505.3457 | 924.8038 | 28567.1981 | 9565.8509 | 54341.4973 | 35127.1765 | 1266.1401 | 817.6277 | 12651.7323 | 4017.8896 | 3970.1647 | 2834.3444 | 2135.7378 | 1848.3603 | 17983.3644 | 1129.1148 | 1891.9882 | 9943.4785 | 2772.5804
Area share | % | DK: 60.24%; EE: 39.76%; PL: 27.14%; SE: 26.81% | 19.14% | 14.42% | 12.48% |  | 7.175% | 12.02% | 63.18% | 17.62%
New coefficient | MW | 3789.351 | 35175.2442 | 0 | 0 | 245.3365 | 5304.4173 | 5478.8352 | 4157.5241 | 16051.2924 | 500.7779 | 203.0675 | 8499.8151 | 0 | 0 | 0 | 0 | 0 | 5355.1852 | 48.1047 | 80.606 | 423.6307 | 118.1227

## Production
1. Relevant datasets
Data: TYNDP 2024 | Source: Visualization Platform (website) | [15 empty] | Source: National Trends (NT) trajectories (Final Supply Indicators excel)
Omitted breakdown: grid-connected versus deicated for H2 production wind and solar | [16 empty] | Need |  | NT provides breakdown by price zones used in NEBB but absent in VP.
GW | DE | FR | UK | ES | PO | NL | BE | SE | DK | FI | NO | LT | LV | EE |  |  | Why secondary |  | NT is an input for expansion model that produces VP values.
Solar PV | 299.47 | 100.4 | 54.79 | 128.95 | 36.74 | 59.32 | 23.3 | 26.42 | 21.71 | 21.27 | 6.25 | 6.54 | 0.8 | 2.4 | 788.36 |  | Vhy VRE |  | Final Supply Indicators' contain values for VRE, nuclear, and batteries
Omitted breakdown: grid-connected versus deicated for H2 production wind and solar GW: Solar thermal; Omitted breakdown: grid-connected versus deicated for H2 production wind and solar ES: 5.16; Omitted breakdown: grid-connected versus deicated for H2 production wind and solar LV: 0.07 | 5.23 |  |  |  | Nuclear breakdown only relevant for SE that has all its capacity in SE03 (DE and in NT scenarios)
Wind Onshore | 142 | 50 | 43.48 | 75.05 | 29.5 | 12.7 | 8.9 | 28.25 | 12.5 | 46 | 6.36 | 5.21 | 0.29 | 0.86 | 461.1 |  | Selection |  | Best estimate' values
Wind Offshore | 50.52 | 17.98 | 75.03 | 5.04 | 10.9 | 33.3 | 6.86 | 6.6 | 21.24 | 3.6 | 6 | 2.1 | 0.5 | 1 | 240.67 |  | 2035 values |  | Solar and onshore wind values are computed assuming linear dependency within a decade
Omitted breakdown: grid-connected versus deicated for H2 production wind and solar GW: Hydro reservoir; Omitted breakdown: grid-connected versus deicated for H2 production wind and solar DE: 0.82; Omitted breakdown: grid-connected versus deicated for H2 production wind and solar FR: 9.85; Omitted breakdown: grid-connected versus deicated for H2 production wind and solar ES: 11.41; Omitted breakdown: grid-connected versus deicated for H2 production wind and solar PO: 0.43; Omitted breakdown: grid-connected versus deicated for H2 production wind and solar SE: 15.62; Omitted breakdown: grid-connected versus deicated for H2 production wind and solar FI: 3.24; Omitted breakdown: grid-connected versus deicated for H2 production wind and solar NO: 29.74 | 71.11 |  |  |  | Wind offshore values for 2035 were available in the source dataset
Omitted breakdown: grid-connected versus deicated for H2 production wind and solar GW: Hydro pondage; Omitted breakdown: grid-connected versus deicated for H2 production wind and solar LV: 1.59 | 1.59 |  | DK distribution |  | Offshore wind capacity distribution for DK is provided including offshore nodes absent in NEBB
Hydro ror | 3.9 | 13.6 | 2.31 | 3.42 | 0.37 | 0.04 | 0.16 |  |  |  | 7.67 | 0.13 |  |  | 31.6 |  | MW |  |  | SE01 | SE02 | SE03 | SE04 | SE | DKE1 | DKW1 | DK | NOM1 | NON1 | NOS0 | NO
Other RES | 8.56 | 2.42 | 3.05 | 1.73 | 2.18 | 0.42 | 0.61 | 4.19 | 0.01 | 2.62 |  | 0.21 | 0.16 | 0.17 | 26.33 |  |  |  | 2030 | 0 | 333.8862 | 4851.6922 | 2116.1889 |  | 4884.94 | 12859.47 |  | 1000 | 0 | 3000
Omitted breakdown: grid-connected versus deicated for H2 production wind and solar GW: Nuclear; Omitted breakdown: grid-connected versus deicated for H2 production wind and solar FR: 54.7; Omitted breakdown: grid-connected versus deicated for H2 production wind and solar UK: 4.5; Omitted breakdown: grid-connected versus deicated for H2 production wind and solar PO: 2.22; Omitted breakdown: grid-connected versus deicated for H2 production wind and solar NL: 0.24; Omitted breakdown: grid-connected versus deicated for H2 production wind and solar BE: 1.04; Omitted breakdown: grid-connected versus deicated for H2 production wind and solar SE: 4.8; Omitted breakdown: grid-connected versus deicated for H2 production wind and solar FI: 3.25 | 70.75 |  | Solar |  | 2035 | 0 | 500.8293 | 7277.5384 | 3174.2834 | 10952.6511 | 6380.4815 | 15977.7885 | 22358.27 | 1750 | 0 | 5250 | 7000
Omitted breakdown: grid-connected versus deicated for H2 production wind and solar GW: Gas; Omitted breakdown: grid-connected versus deicated for H2 production wind and solar DK: 0.69 | 0.69 |  |  |  | 2040 | 0 | 667.7724 | 9703.3845 | 4232.3779 |  | 7876.0229 | 19096.1071 |  | 2500 | 0 | 7500
Gas CCGT | 14.78 | 6.14 | 15.09 | 20.52 | 9.64 | 6 | 4.1 |  | 0.14 | 0.87 |  | 0.4 | 1.08 |  | 78.76 |  |  |  | 2030 | 3580.543 | 8280.4477 | 3868.2233 | 2222.9385 |  | 1155.3842 | 6150.2278 |  | 2424.575 | 1108.09 | 2240.56
Omitted breakdown: grid-connected versus deicated for H2 production wind and solar GW: Gas CCGT CCS; Omitted breakdown: grid-connected versus deicated for H2 production wind and solar UK: 3.27 | 3.27 |  | Wind onshore |  | 2035 | 5040.2715 | 9140.2238 | 3884.1116 | 2222.9385 | 20287.5455 | 1088.1647 | 5537.8588 | 6626.0235 | 2424.575 | 1483.09 | 2440.56 | 6348.225
Omitted breakdown: grid-connected versus deicated for H2 production wind and solar GW: Gas conventional; Omitted breakdown: grid-connected versus deicated for H2 production wind and solar DE: 0.15; Omitted breakdown: grid-connected versus deicated for H2 production wind and solar UK: 3.69; Omitted breakdown: grid-connected versus deicated for H2 production wind and solar BE: 0.83; Omitted breakdown: grid-connected versus deicated for H2 production wind and solar LT: 0.11 | 4.78 |  |  |  | 2040 | 6500 | 10000 | 3900 | 2222.9385 |  | 1020.9452 | 4925.4898 |  | 2424.575 | 1858.09 | 2640.56 |  |  | DKBH | DKE1 | DKKF | DKNS | DKW1
Gas OCGT | 1.49 | 0.37 | 1.21 |  |  | 0.4 | 0.24 | 0.1 | 0.69 | 0.13 |  |  |  |  | 4.63 |  | Wind offshore |  | 2035 | 0 | 1000 | 1400 | 4200 | 6600 | 6528.2 | 13722.4 | 20250.6 | 0 | 0 | 6003.5 | 6003.5 |  | 3000 | 1923.4 | 1604.8 | 6000 | 7722.4
Omitted breakdown: grid-connected versus deicated for H2 production wind and solar GW: Hard coal; Omitted breakdown: grid-connected versus deicated for H2 production wind and solar UK: 0.07; Omitted breakdown: grid-connected versus deicated for H2 production wind and solar PO: 7.47 | 7.54
Omitted breakdown: grid-connected versus deicated for H2 production wind and solar GW: Hard coal biofuel; Omitted breakdown: grid-connected versus deicated for H2 production wind and solar PO: 3.21; Omitted breakdown: grid-connected versus deicated for H2 production wind and solar BE: 0.35; Omitted breakdown: grid-connected versus deicated for H2 production wind and solar DK: 1.24; Omitted breakdown: grid-connected versus deicated for H2 production wind and solar FI: 0.93 | 5.73 |  | Price zone data
Omitted breakdown: grid-connected versus deicated for H2 production wind and solar GW: Heavy oil; Omitted breakdown: grid-connected versus deicated for H2 production wind and solar BE: 0.14; Omitted breakdown: grid-connected versus deicated for H2 production wind and solar DK: 0.07 | 0.21 |  | Country-size zones get VP values dirrectly. Subcounty zone values are computed distibuting VP values in proportion of NT value distribution.
Omitted breakdown: grid-connected versus deicated for H2 production wind and solar GW: Light oil; Omitted breakdown: grid-connected versus deicated for H2 production wind and solar DE: 0.74; Omitted breakdown: grid-connected versus deicated for H2 production wind and solar UK: 0.39; Omitted breakdown: grid-connected versus deicated for H2 production wind and solar DK: 0.68 | 1.81 |  | MW | DE | FR | UK | ES | PL | NL | BE | SE01 | SE02 | SE03 | SE04 | DKE1 | DKW1 | FI | NOM1 | NON1 | NOS0 | LT | LV | EE
Omitted breakdown: grid-connected versus deicated for H2 production wind and solar GW: Lignite; Omitted breakdown: grid-connected versus deicated for H2 production wind and solar PO: 3.34 | 3.34 |  | Solar | 299470 | 100400 | 54790 | 128950 | 36740 | 59320 | 23300 | 0 | 1208.1012 | 17554.888 | 7657.0108 | 6195.4817 | 15514.5183 | 21270 | 1562.5 | 0 | 4687.5 | 6540 | 800 | 2400
Omitted breakdown: grid-connected versus deicated for H2 production wind and solar GW: Lignite biofuel; Omitted breakdown: grid-connected versus deicated for H2 production wind and solar UK: 0.02 | 0.02 |  | Wind Onshore | 142000 | 50000 | 43480 | 75050 | 29500 | 12700 | 8900 | 7018.4769 | 12727.5783 | 5408.5475 | 3095.3973 | 4639.3818 | 23610.6182 | 46000 | 2429.0722 | 1485.8409 | 2445.0869 | 5210 | 290 | 860
Omitted breakdown: grid-connected versus deicated for H2 production wind and solar GW: Oil shae biofuel; Omitted breakdown: grid-connected versus deicated for H2 production wind and solar EE: 0.46 | 0.46 |  | Wind Offshore | 50520 | 17980 | 75030 | 5040 | 10900 | 33300 | 6860 | 0 | 1000 | 1400 | 4200 | 6847.1536 | 14392.8464 | 3600 | 0 | 0 | 6000 | 2100 | 500 | 1000
Omitted breakdown: grid-connected versus deicated for H2 production wind and solar GW: Other non-RES | 0 |  | Nuclear | 0 | 54700 | 4500 | 0 | 2220 | 240 | 1040 |  |  | 4800 |  |  |  | 3250
Omitted breakdown: grid-connected versus deicated for H2 production wind and solar GW: Hydrogen CCGT; Omitted breakdown: grid-connected versus deicated for H2 production wind and solar DE: 17.13; Omitted breakdown: grid-connected versus deicated for H2 production wind and solar FR: 0.78; Omitted breakdown: grid-connected versus deicated for H2 production wind and solar PO: 0.45; Omitted breakdown: grid-connected versus deicated for H2 production wind and solar NL: 5.79; Omitted breakdown: grid-connected versus deicated for H2 production wind and solar BE: 1.7 | 25.85
Omitted breakdown: grid-connected versus deicated for H2 production wind and solar GW: Hydrogen FC | 0
Total | 539.56 | 256.24 | 206.9 | 251.28 | 106.45 | 118.21 | 48.23 | 85.98 | 58.97 | 81.91 | 56.02 | 14.7 | 4.49 | 4.89 | 1833.83
Data: TYNDP 2024 | Source: Plexos output excel. Scenario: 2035 DE. Climate year: 2009.
MW | DE00 | FR00 | UK00 | ES00 | PL00 | NL00 | BE00 | SE01 | SE02 | SE03 | SE04 | DKE1 | DKW1 | FI00 | NOM1 | NON1 | NOS0 | LT00 | LV00 | EE00
Solar (Photovoltaic) | 299473 | 100500 | 54784 | 128949 | 36740 | 59317 | 23300 | 0 | 3000 | 16525 | 0 | 5748 | 15961 | 21265 | 1000 | 0 | 5250 | 6537 | 800 | 2400 | 781549
Solar (Thermal) | 0 | 0 | 0 | 5157 | 0 | 0 | 0 | 0 | 0 | 0 | 0 | 0 | 0 | 0 | 0 | 0 | 0 | 0 | 70 | 0 | 5227
Wind Onshore | 141750 | 50000 | 43478 | 75050 | 29500 | 12700 | 8900 | 5450 | 12850 | 6700 | 3250 | 1995 | 10504 | 46000 | 2425 | 1483 | 2451 | 5215 | 295 | 861 | 460857
Wind Offshore | 21185 | 15812 | 47412 | 4364 | 9380 | 23650 | 6860 | 0 | 1000 | 1400 | 4200 | 4007 | 8235 | 3600 | 0 | 0 | 1759 | 2100 | 500 | 0 | 155464
Reservoir | 819 | 9847 | 0 | 11414 | 427 | 0 | 0 | 5444 | 7650 | 2286 | 237 | 0 | 0 | 3237 | 3249 | 4795 | 21697 | 0 | 0 | 0 | 71102
Pondage | 0 | 0 | 0 | 0 | 0 | 0 | 0 | 0 | 0 | 0 | 0 | 0 | 0 | 0 | 0 | 0 | 0 | 0 | 1592 | 0 | 1592
Run-of-River | 3934 | 13600 | 2307 | 3425 | 367 | 37 | 162 | 0 | 0 | 0 | 0 | 0 | 0 | 0 | 1213 | 755 | 5698 | 126 | 0 | 0 | 31624
Pump Storage - Open Loop (turbine) | 2144 | 2068 | 0 | 4223 | 216 | 0 | 0 | 0 | 0 | 0 | 0 | 0 | 0 | 0 | 60 | 2 | 650 | 0 | 0 | 0 | 9363
Pump Storage - Open Loop (pump) | 1861 | 2068 | 0 | 3964 | 172 | 0 | 0 | 0 | 0 | 0 | 0 | 0 | 0 | 0 | 76 | 2 | 682 | 0 | 0 | 0 | 8825
Pump Storage - Closed Loop (turbine) | 7230 | 2179 | 2744 | 6908 | 1333 | 0 | 1305 | 0 | 0 | 0 | 0 | 0 | 0 | 0 | 0 | 0 | 0 | 938 | 0 | 0 | 22637
Pump Storage - Closed Loop (pump) | 7362 | 2179 | 2684 | 6759 | 1486 | 0 | 1227 | 0 | 0 | 0 | 0 | 0 | 0 | 0 | 0 | 0 | 0 | 900 | 0 | 0 | 22597
Lignite biofuel | 0 | 0 | 18 | 0 | 0 | 0 | 0 | 0 | 0 | 0 | 0 | 0 | 0 | 0 | 0 | 0 | 0 | 0 | 0 | 0 | 18
Hard Coal biofuel | 0 | 0 | 0 | 0 | 3213 | 0 | 354 | 0 | 0 | 0 | 0 | 831 | 411 | 928 | 0 | 0 | 0 | 0 | 0 | 0 | 5737
Oil shale biofuel | 0 | 0 | 0 | 0 | 0 | 0 | 0 | 0 | 0 | 0 | 0 | 0 | 0 | 0 | 0 | 0 | 0 | 0 | 0 | 464 | 464
Gas biofuel | 0 | 0 | 0 | 0 | 0 | 0 | 0 | 0 | 0 | 0 | 0 | 217 | 474 | 0 | 0 | 0 | 0 | 0 | 0 | 0 | 691
Others renewable | 8564 | 2415 | 3053 | 1730 | 2183 | 415 | 615 | 199 | 744 | 2554 | 698 | 0 | 7 | 2625 | 0 | 0 | 0 | 210 | 159 | 168 | 26339
Nuclear | 0 | 54700 | 4500 | 0 | 2220 | 243 | 1038 | 0 | 0 | 4800 | 0 | 0 | 0 | 3250 | 0 | 0 | 0 | 0 | 0 | 0 | 70751
Lignite old 1 | 0 | 0 | 0 | 0 | 1873 | 0 | 0 | 0 | 0 | 0 | 0 | 0 | 0 | 0 | 0 | 0 | 0 | 0 | 0 | 0 | 1873
Lignite old 2 | 0 | 0 | 0 | 0 | 1464 | 0 | 0 | 0 | 0 | 0 | 0 | 0 | 0 | 0 | 0 | 0 | 0 | 0 | 0 | 0 | 1464
Hard coal old 1 | 0 | 0 | 0 | 0 | 3213 | 0 | 0 | 0 | 0 | 0 | 0 | 0 | 0 | 0 | 0 | 0 | 0 | 0 | 0 | 0 | 3213
Hard coal old 2 | 0 | 0 | 0 | 0 | 2597 | 0 | 0 | 0 | 0 | 0 | 0 | 0 | 0 | 0 | 0 | 0 | 0 | 0 | 0 | 0 | 2597
Hard coal new | 0 | 0 | 0 | 0 | 1663 | 0 | 0 | 0 | 0 | 0 | 0 | 0 | 0 | 0 | 0 | 0 | 0 | 0 | 0 | 0 | 1663
Light oil | 745 | 0 | 389 | 0 | 0 | 0 | 0 | 0 | 0 | 0 | 0 | 531 | 152 | 0 | 0 | 0 | 0 | 0 | 0 | 0 | 1817
Heavy oil old 1 | 0 | 0 | 0 | 0 | 0 | 0 | 140 | 0 | 0 | 0 | 0 | 65 | 0 | 0 | 0 | 0 | 0 | 0 | 0 | 0 | 205
Gas conventional old 1 | 0 | 0 | 1234 | 0 | 0 | 0 | 0 | 0 | 0 | 0 | 0 | 0 | 0 | 0 | 0 | 0 | 0 | 0 | 0 | 0 | 1234
Gas conventional old 2 | 149 | 0 | 2458 | 0 | 0 | 0 | 828 | 0 | 0 | 0 | 0 | 0 | 0 | 0 | 0 | 0 | 0 | 110 | 0 | 0 | 3545
Gas OCGT old | 23 | 0 | 1209 | 0 | 0 | 165 | 0 | 97 | 0 | 0 | 0 | 128 | 420 | 38 | 0 | 0 | 0 | 0 | 0 | 0 | 2080
Gas CCGT old 1 | 54 | 0 | 0 | 0 | 0 | 0 | 0 | 0 | 0 | 0 | 0 | 38 | 47 | 0 | 0 | 0 | 0 | 0 | 0 | 0 | 139
Gas CCGT old 2 | 274 | 0 | 539 | 0 | 0 | 2073 | 0 | 0 | 0 | 0 | 0 | 0 | 54 | 640 | 0 | 0 | 0 | 0 | 0 | 0 | 3580
Gas CCGT present 1 | 869 | 792 | 13117 | 20518 | 0 | 0 | 0 | 0 | 0 | 0 | 0 | 0 | 0 | 234 | 0 | 0 | 0 | 0 | 73 | 0 | 35603
Gas CCGT present 2 | 12072 | 5347 | 408 | 0 | 0 | 3924 | 1732 | 0 | 0 | 0 | 0 | 0 | 0 | 0 | 0 | 0 | 0 | 403 | 0 | 0 | 23886
Gas OCGT new | 1467 | 368 | 0 | 0 | 0 | 232 | 244 | 0 | 0 | 0 | 0 | 90 | 54 | 87 | 0 | 0 | 0 | 0 | 0 | 0 | 2542
Gas CCGT new | 1507 | 0 | 1030 | 0 | 9642 | 0 | 2368 | 0 | 0 | 0 | 0 | 0 | 0 | 0 | 0 | 0 | 0 | 0 | 1004 | 0 | 15551
Gas CCGT CCS | 0 | 0 | 3270 | 0 | 0 | 0 | 0 | 0 | 0 | 0 | 0 | 0 | 0 | 0 | 0 | 0 | 0 | 0 | 0 | 0 | 3270
Others non-renewable | 4825 | 2600 | 17361 | 3980 | 4678 | 3664 | 1594 | 0 | 0 | 0 | 0 | 0 | 0 | 133 | 20 | 195 | 50 | 107 | 0 | 135 | 39342
Electrolyser (load) | 21026.428 | 4176 | 19068.819 | 29000 | 5237.949 | 4423.366 | 373 | 6451.309 | 1030.448 | 133.967 | 1737.978 | 2763.587 | 9400.302 | 15300.267 | 0 | 0 | 0 | 2282.479 | 1450 | 0 | 123855.899
Hydrogen CCGT | 17134 | 784 | 0 | 0 | 450 | 5795 | 1695 | 0 | 0 | 0 | 0 | 0 | 0 | 0 | 0 | 0 | 0 | 0 | 0 | 0 | 25858
Battery Storage discharge (gen.) | 138282 | 10777 | 9840 | 17325 | 0 | 60704 | 2148 | 0 | 67 | 970 | 0 | 0 | 2020 | 4000 | 0 | 0 | 0 | 3200 | 160 | 0 | 249493
Battery Storage charge (load) | 138282 | 10777 | 9840 | 17325 | 0 | 60704 | 2148 | 0 | 67 | 970 | 0 | 0 | 2020 | 4000 | 0 | 0 | 0 | 3200 | 160 | 0 | 249493
Demand Side Response | 20100 | 6500 | 17521 | 2700 | 0 | 2017 | 3268 | 214 | 323 | 937 | 265 | 0 | 0 | 6261 | 2264 | 1643 | 6727 | 40 | 150 | 260 | 71190
CH4 Heat Pump (load) | 122524 | 66777 | 383155 | 0 | 234941 | 409517 | 76239 | 5013 | 8841 | 65277 | 0 | 0 | 0 | 986 | 0 | 0 | 0 | 25383 | 21218 | 0 | 1419871
H2 Heat Pump (load) | 151468 | 0 | 111730 | 1904 | 19160 | 0 | 1377 | 432 | 796 | 5218 | 0 | 0 | 0 | 266 | 0 | 0 | 0 | 1927 | 1697 | 461 | 296436
Data: TYNDP 2020 | Source: TYNDP-2020-capacities.xlsx
Crossed out technologies have no definitions in maf2020techdata.xlsx and therefore not read. Crossed out values are overwritten or removed in additional-units-conventional.xlsx
| DE00 | FR00 | UK00 | ES00 | PL00 | NL00 | BE00 | SE01 | SE02 | SE03 | SE04 | DKE1 | DKW1 | FI00 | NOM1 | NON1 | NOS0 | LT00 | LV00 | EE00
Solar PV | 73299.9258 | 23600 | 14732.222 | 22784 | 3500 | 10900 | 7586.7822 |  | 70 | 1380 | 510 | 400 | 1000 | 500 |  |  | 54 | 150 | 5 | 260 | 160731.93
Omitted breakdown: grid-connected versus deicated for H2 production wind and solar GW: Solar Thermal; Omitted breakdown: grid-connected versus deicated for H2 production wind and solar ES: 4800 |  |  |  |  | 10 |  | 4810
Onshore Wind | 70501 | 26500 | 13708.682 | 38956 | 7000 | 5700 | 3430.0981 | 1904.834 | 4525.098 | 3654.413 | 2722.409 | 1000 | 4000 | 4120 | 1662 | 1719 | 1840 | 1000 | 140.264 | 507.6492 | 194591.4474
Offshore Wind | 10464 | 2920 | 17635.3 |  |  | 5200 | 2271 |  |  | 250 | 100 | 400 | 1600 | 40 |  |  |  |  | 54.4554 |  | 40934.7554
Reservoir | 1296.6278 | 8000 |  | 6426.351 | 198.3 |  |  | 5315 | 6795 | 1972 | 237 |  |  | 2400 | [6 empty] | 32640.2788
Omitted breakdown: grid-connected versus deicated for H2 production wind and solar GW: Run-of-River; Omitted breakdown: grid-connected versus deicated for H2 production wind and solar DE: 4036; Omitted breakdown: grid-connected versus deicated for H2 production wind and solar FR: 13600; Omitted breakdown: grid-connected versus deicated for H2 production wind and solar UK: 1938.102; Omitted breakdown: grid-connected versus deicated for H2 production wind and solar ES: 3500; Omitted breakdown: grid-connected versus deicated for H2 production wind and solar PO: 536.5; Omitted breakdown: grid-connected versus deicated for H2 production wind and solar NL: 43; Omitted breakdown: grid-connected versus deicated for H2 production wind and solar BE: 134.25 |  |  |  | 128 | 1608.1351 |  | 25523.9871
Omitted breakdown: grid-connected versus deicated for H2 production wind and solar GW: PS Closed; Omitted breakdown: grid-connected versus deicated for H2 production wind and solar DE: 8393; Omitted breakdown: grid-connected versus deicated for H2 production wind and solar FR: 1800; Omitted breakdown: grid-connected versus deicated for H2 production wind and solar UK: 2954; Omitted breakdown: grid-connected versus deicated for H2 production wind and solar ES: 4212; Omitted breakdown: grid-connected versus deicated for H2 production wind and solar PO: 1323.1; Omitted breakdown: grid-connected versus deicated for H2 production wind and solar BE: 1395 |  |  |  | 900 |  |  | 20977.1
Omitted breakdown: grid-connected versus deicated for H2 production wind and solar GW: PS Open; Omitted breakdown: grid-connected versus deicated for H2 production wind and solar DE: 1457.7049; Omitted breakdown: grid-connected versus deicated for H2 production wind and solar FR: 1700; Omitted breakdown: grid-connected versus deicated for H2 production wind and solar ES: 1744.124; Omitted breakdown: grid-connected versus deicated for H2 production wind and solar PO: 150 | 4931.4 | 5540.4 | 24000.4 |  |  |  | 39524.0289
Omitted breakdown: grid-connected versus deicated for H2 production wind and solar GW: Hard coal old 1 Bio; Omitted breakdown: grid-connected versus deicated for H2 production wind and solar UK: 12; Omitted breakdown: grid-connected versus deicated for H2 production wind and solar PO: 1870.4164; Omitted breakdown: grid-connected versus deicated for H2 production wind and solar EE: 693.5714 | [6 empty] | 2575.9878
Omitted breakdown: grid-connected versus deicated for H2 production wind and solar GW: Hard coal old 2 Bio; Omitted breakdown: grid-connected versus deicated for H2 production wind and solar UK: 3402; Omitted breakdown: grid-connected versus deicated for H2 production wind and solar PO: 707.3487; Omitted breakdown: grid-connected versus deicated for H2 production wind and solar NL: 620; Omitted breakdown: grid-connected versus deicated for H2 production wind and solar BE: 615.786; Omitted breakdown: grid-connected versus deicated for H2 production wind and solar LT: 320; Omitted breakdown: grid-connected versus deicated for H2 production wind and solar LV: 518; Omitted breakdown: grid-connected versus deicated for H2 production wind and solar EE: 456 | [6 empty] | 6639.1347
Omitted breakdown: grid-connected versus deicated for H2 production wind and solar GW: Hard coal new Bio; Omitted breakdown: grid-connected versus deicated for H2 production wind and solar UK: 270; Omitted breakdown: grid-connected versus deicated for H2 production wind and solar NL: 3381; Omitted breakdown: grid-connected versus deicated for H2 production wind and solar EE: 472 | [6 empty] | 4123
Omitted breakdown: grid-connected versus deicated for H2 production wind and solar GW: Heavy oil old 1 Bio; Omitted breakdown: grid-connected versus deicated for H2 production wind and solar LT: 212; Omitted breakdown: grid-connected versus deicated for H2 production wind and solar LV: 137 | [6 empty] | 349
Omitted breakdown: grid-connected versus deicated for H2 production wind and solar GW: Oil shale new Bio | [5 empty] | 660 | 660
Omitted breakdown: grid-connected versus deicated for H2 production wind and solar GW: Gas CCGT old 2 Bio; Omitted breakdown: grid-connected versus deicated for H2 production wind and solar LV: 430 | [6 empty] | 430
Omitted breakdown: grid-connected versus deicated for H2 production wind and solar GW: Gas conventional old 2 Bio; Omitted breakdown: grid-connected versus deicated for H2 production wind and solar LT: 520 | [6 empty] | 520
Other RES | 7935 | 2549 | 4637.001 | 1586 | 923 | 540 | 275.2638 | 258 | 537 | 2623 | 591 | 265.44 | 457.96 | 3028 |  | 40.003 | 36.3 | 190 | 0.216 | 148.65 | 26620.8338
Omitted breakdown: grid-connected versus deicated for H2 production wind and solar GW: Nuclear; Omitted breakdown: grid-connected versus deicated for H2 production wind and solar FR: 61761; Omitted breakdown: grid-connected versus deicated for H2 production wind and solar UK: 7149; Omitted breakdown: grid-connected versus deicated for H2 production wind and solar ES: 7126.9501; Omitted breakdown: grid-connected versus deicated for H2 production wind and solar NL: 486; Omitted breakdown: grid-connected versus deicated for H2 production wind and solar FI: 6835; Omitted breakdown: grid-connected versus deicated for H2 production wind and solar EE: 4384 | [6 empty] | 87741.9501
Omitted breakdown: grid-connected versus deicated for H2 production wind and solar GW: Lignite new; Omitted breakdown: grid-connected versus deicated for H2 production wind and solar DE: 5567.9; Omitted breakdown: grid-connected versus deicated for H2 production wind and solar PO: 451.36 | [6 empty] | 6019.26
Omitted breakdown: grid-connected versus deicated for H2 production wind and solar GW: Lignite old 1; Omitted breakdown: grid-connected versus deicated for H2 production wind and solar PO: 5322 | [6 empty] | 5322
Omitted breakdown: grid-connected versus deicated for H2 production wind and solar GW: Lignite old 2; Omitted breakdown: grid-connected versus deicated for H2 production wind and solar DE: 3844.7; Omitted breakdown: grid-connected versus deicated for H2 production wind and solar PO: 1840 | [6 empty] | 5684.7
Omitted breakdown: grid-connected versus deicated for H2 production wind and solar GW: Hard coal old 1; Omitted breakdown: grid-connected versus deicated for H2 production wind and solar DE: 110; Omitted breakdown: grid-connected versus deicated for H2 production wind and solar ES: 4317.79; Omitted breakdown: grid-connected versus deicated for H2 production wind and solar PO: 6650.3694; Omitted breakdown: grid-connected versus deicated for H2 production wind and solar EE: 277.4286 | [6 empty] | 11355.5879
Omitted breakdown: grid-connected versus deicated for H2 production wind and solar GW: Hard coal old 2; Omitted breakdown: grid-connected versus deicated for H2 production wind and solar DE: 5835.8; Omitted breakdown: grid-connected versus deicated for H2 production wind and solar PO: 2122.0461; Omitted breakdown: grid-connected versus deicated for H2 production wind and solar LV: 259 | [6 empty] | 8216.8461
Omitted breakdown: grid-connected versus deicated for H2 production wind and solar GW: Hard coal new; Omitted breakdown: grid-connected versus deicated for H2 production wind and solar DE: 7703.8; Omitted breakdown: grid-connected versus deicated for H2 production wind and solar PO: 4450.3; Omitted breakdown: grid-connected versus deicated for H2 production wind and solar LV: 410 | [6 empty] | 12564.1
Omitted breakdown: grid-connected versus deicated for H2 production wind and solar GW: Heavy oil old 1; Omitted breakdown: grid-connected versus deicated for H2 production wind and solar UK: 269; Omitted breakdown: grid-connected versus deicated for H2 production wind and solar BE: 140 | [6 empty] | 409
Omitted breakdown: grid-connected versus deicated for H2 production wind and solar GW: Light oil; Omitted breakdown: grid-connected versus deicated for H2 production wind and solar DE: 1059.39; Omitted breakdown: grid-connected versus deicated for H2 production wind and solar UK: 68 | [6 empty] | 1127.39
Omitted breakdown: grid-connected versus deicated for H2 production wind and solar GW: Oil shale old | [5 empty] | 672 | 672
Omitted breakdown: grid-connected versus deicated for H2 production wind and solar GW: Gas conventional old 1; Omitted breakdown: grid-connected versus deicated for H2 production wind and solar DE: 1993.829; Omitted breakdown: grid-connected versus deicated for H2 production wind and solar UK: 57 | [5 empty] | 94 | 2144.829
Omitted breakdown: grid-connected versus deicated for H2 production wind and solar GW: Gas conventional old 2; Omitted breakdown: grid-connected versus deicated for H2 production wind and solar DE: 1120.17; Omitted breakdown: grid-connected versus deicated for H2 production wind and solar BE: 781.1 | [6 empty] | 1901.27
Gas OCGT old | 281.06 | 199 | 931 |  |  | 40 | 50 |  | 53.748 | 57.041 |  |  |  | 232 | [6 empty] | 1843.849
Omitted breakdown: grid-connected versus deicated for H2 production wind and solar GW: Gas CCGT old 1; Omitted breakdown: grid-connected versus deicated for H2 production wind and solar DE: 3671.688; Omitted breakdown: grid-connected versus deicated for H2 production wind and solar UK: 465; Omitted breakdown: grid-connected versus deicated for H2 production wind and solar NL: 1957.5 | [6 empty] | 6094.188
Omitted breakdown: grid-connected versus deicated for H2 production wind and solar GW: Gas CCGT old 2; Omitted breakdown: grid-connected versus deicated for H2 production wind and solar DE: 5512; Omitted breakdown: grid-connected versus deicated for H2 production wind and solar UK: 14848.1; Omitted breakdown: grid-connected versus deicated for H2 production wind and solar NL: 2232; Omitted breakdown: grid-connected versus deicated for H2 production wind and solar BE: 965; Omitted breakdown: grid-connected versus deicated for H2 production wind and solar LT: 23.2; Omitted breakdown: grid-connected versus deicated for H2 production wind and solar EE: 640 | [6 empty] | 24220.3
Omitted breakdown: grid-connected versus deicated for H2 production wind and solar GW: Gas CCGT present 1; Omitted breakdown: grid-connected versus deicated for H2 production wind and solar FR: 792; Omitted breakdown: grid-connected versus deicated for H2 production wind and solar ES: 24498.56; Omitted breakdown: grid-connected versus deicated for H2 production wind and solar FI: 267; Omitted breakdown: grid-connected versus deicated for H2 production wind and solar EE: 234 |  |  |  |  | 99 |  | 25890.56
Omitted breakdown: grid-connected versus deicated for H2 production wind and solar GW: Gas CCGT present 2; Omitted breakdown: grid-connected versus deicated for H2 production wind and solar FR: 5347; Omitted breakdown: grid-connected versus deicated for H2 production wind and solar UK: 910; Omitted breakdown: grid-connected versus deicated for H2 production wind and solar NL: 6160; Omitted breakdown: grid-connected versus deicated for H2 production wind and solar BE: 3287.2 | [6 empty] | 15704.2
Omitted breakdown: grid-connected versus deicated for H2 production wind and solar GW: Gas OCGT new; Omitted breakdown: grid-connected versus deicated for H2 production wind and solar DE: 3102.908; Omitted breakdown: grid-connected versus deicated for H2 production wind and solar FR: 437; Omitted breakdown: grid-connected versus deicated for H2 production wind and solar NL: 602.8; Omitted breakdown: grid-connected versus deicated for H2 production wind and solar BE: 242; Omitted breakdown: grid-connected versus deicated for H2 production wind and solar EE: 87 | [6 empty] | 4471.708
Omitted breakdown: grid-connected versus deicated for H2 production wind and solar GW: Gas CCGT new; Omitted breakdown: grid-connected versus deicated for H2 production wind and solar DE: 6677.1; Omitted breakdown: grid-connected versus deicated for H2 production wind and solar FR: 414; Omitted breakdown: grid-connected versus deicated for H2 production wind and solar UK: 13695; Omitted breakdown: grid-connected versus deicated for H2 production wind and solar PO: 2016.367; Omitted breakdown: grid-connected versus deicated for H2 production wind and solar BE: 2499 |  |  |  |  | 850 |  | 26151.467
Other non-RES | 8881.2998 | 1873.6 |  | 4292 | 6998 | 4350 | 1244 |  |  |  |  | 57.9 | 184.94 | 320 | 20 | 195 | 50 | 135 |  | 155 | 28756.7398
Omitted breakdown: grid-connected versus deicated for H2 production wind and solar GW: Other non-RES DE00 P; Omitted breakdown: grid-connected versus deicated for H2 production wind and solar DE: 3993.3 | [6 empty] | 3993.3
Omitted breakdown: grid-connected versus deicated for H2 production wind and solar GW: Other non-RES DKE1 P; Omitted breakdown: grid-connected versus deicated for H2 production wind and solar LT: 190.5 | [6 empty] | 190.5
Omitted breakdown: grid-connected versus deicated for H2 production wind and solar GW: Other non-RES DKW1 P; Omitted breakdown: grid-connected versus deicated for H2 production wind and solar LV: 315.9 | [6 empty] | 315.9
Omitted breakdown: grid-connected versus deicated for H2 production wind and solar GW: Other non-RES FI00 P; Omitted breakdown: grid-connected versus deicated for H2 production wind and solar EE: 2921 | [6 empty] | 2921
Omitted breakdown: grid-connected versus deicated for H2 production wind and solar GW: Other non-RES FR00 P; Omitted breakdown: grid-connected versus deicated for H2 production wind and solar FR: 4660.3999 | [6 empty] | 4660.3999
Omitted breakdown: grid-connected versus deicated for H2 production wind and solar GW: Other non-RES UK00 P; Omitted breakdown: grid-connected versus deicated for H2 production wind and solar UK: 7307.194 | [6 empty] | 7307.194
Omitted breakdown: grid-connected versus deicated for H2 production wind and solar GW: P2G; Omitted breakdown: grid-connected versus deicated for H2 production wind and solar DE: 500 | [6 empty] | 500
Omitted breakdown: grid-connected versus deicated for H2 production wind and solar GW: Battery; Omitted breakdown: grid-connected versus deicated for H2 production wind and solar UK: 410; Omitted breakdown: grid-connected versus deicated for H2 production wind and solar ES: 500; Omitted breakdown: grid-connected versus deicated for H2 production wind and solar PO: 111; Omitted breakdown: grid-connected versus deicated for H2 production wind and solar BE: 410 | [6 empty] | 1431
Omitted breakdown: grid-connected versus deicated for H2 production wind and solar GW: DSR; Omitted breakdown: grid-connected versus deicated for H2 production wind and solar DE: 1361; Omitted breakdown: grid-connected versus deicated for H2 production wind and solar FR: 3400; Omitted breakdown: grid-connected versus deicated for H2 production wind and solar UK: 1217.8118; Omitted breakdown: grid-connected versus deicated for H2 production wind and solar ES: 1600; Omitted breakdown: grid-connected versus deicated for H2 production wind and solar NL: 700; Omitted breakdown: grid-connected versus deicated for H2 production wind and solar BE: 982; Omitted breakdown: grid-connected versus deicated for H2 production wind and solar EE: 2150 | 1424 | 1296 | 3584 | 10 | 36.8 | 60 | 17821.6118
| 238599.2033 | 159552.9999 | 106616.4128 | 126343.7751 | 46170.1076 | 42912.3 | 26308.4802 | 7477.834 | 11980.846 | 17038.454 | 4160.409 | 3389.04 | 9312.8 | 22955 | 8037.4 | 8790.403 | 29564.7 | 2513 | 2803.8706 | 2557.2992 | 877084.3346
Source: additional-units-conventional.xlsx
| DE00 | FR00 | UK00 | ES00 | PL00 | NL00 | BE00 | SE01 | SE02 | SE03 | SE04 | DKE1 | DKW1 | FI00 | NOM1 | NON1 | NOS0 | LT00 | LV00 | EE00
Omitted breakdown: grid-connected versus deicated for H2 production wind and solar GW: Gas CCGT present 1 |  |  |  | 1350
Gas OCGT new |  | 5500
Omitted breakdown: grid-connected versus deicated for H2 production wind and solar GW: Light oil; Omitted breakdown: grid-connected versus deicated for H2 production wind and solar FR: 2600 | [6 empty] | 9450
Omitted breakdown: grid-connected versus deicated for H2 production wind and solar GW: DR cutoff tier 1; Omitted breakdown: grid-connected versus deicated for H2 production wind and solar DE: 1500; Omitted breakdown: grid-connected versus deicated for H2 production wind and solar FR: 1500; Omitted breakdown: grid-connected versus deicated for H2 production wind and solar UK: 800; Omitted breakdown: grid-connected versus deicated for H2 production wind and solar FI: 400; Omitted breakdown: grid-connected versus deicated for H2 production wind and solar EE: 300 |  | 100 | 400
DR cutoff tier 2 | [13 empty] | 300
DR upwards 1 | [13 empty] | 100
Omitted breakdown: grid-connected versus deicated for H2 production wind and solar GW: DR upwards 2; Omitted breakdown: grid-connected versus deicated for H2 production wind and solar EE: 100 | [6 empty] | 5500
2. Comparison
Omitted breakdown: grid-connected versus deicated for H2 production wind and solar DE: 2020; Omitted breakdown: grid-connected versus deicated for H2 production wind and solar ES: 2024 Plexos; Omitted breakdown: grid-connected versus deicated for H2 production wind and solar BE: 2024 Visual platform; Omitted breakdown: grid-connected versus deicated for H2 production wind and solar NO: 2020; Omitted breakdown: grid-connected versus deicated for H2 production wind and solar EE: 2024 Plexos |  |  | 2024 Visual platform
Omitted breakdown: grid-connected versus deicated for H2 production wind and solar DE: Hard coal old 1 Bio; Omitted breakdown: grid-connected versus deicated for H2 production wind and solar UK: 2575.9878; Omitted breakdown: grid-connected versus deicated for H2 production wind and solar BE: Lignite biofuel; Omitted breakdown: grid-connected versus deicated for H2 production wind and solar DK: 0.02; Omitted breakdown: grid-connected versus deicated for H2 production wind and solar NO: Gas conventional old 1; Omitted breakdown: grid-connected versus deicated for H2 production wind and solar LV: 2144.829; Omitted breakdown: grid-connected versus deicated for H2 production wind and solar EE: Gas conventional old 1 |  | 1234 | Gas |  | 0.69
Omitted breakdown: grid-connected versus deicated for H2 production wind and solar DE: Hard coal old 2 Bio; Omitted breakdown: grid-connected versus deicated for H2 production wind and solar UK: 6639.1347; Omitted breakdown: grid-connected versus deicated for H2 production wind and solar BE: Oil shae biofuel; Omitted breakdown: grid-connected versus deicated for H2 production wind and solar DK: 0.46; Omitted breakdown: grid-connected versus deicated for H2 production wind and solar NO: Gas conventional old 2; Omitted breakdown: grid-connected versus deicated for H2 production wind and solar LV: 1901.27; Omitted breakdown: grid-connected versus deicated for H2 production wind and solar EE: Gas conventional old 2 |  | 3545 | Gas CCGT |  | 78.76
| Hard coal new Bio |  | 4123 | Hard Coal biofuel |  | 5737 | Hard coal biofuel |  | 5.73 |  | Gas CCGT new |  | 26151.467 | Gas CCGT new |  | 15551 | Gas CCGT CCS |  | 3.27
Omitted breakdown: grid-connected versus deicated for H2 production wind and solar DE: Heavy oil old 1 Bio; Omitted breakdown: grid-connected versus deicated for H2 production wind and solar UK: 349; Omitted breakdown: grid-connected versus deicated for H2 production wind and solar NO: Gas CCGT old 1; Omitted breakdown: grid-connected versus deicated for H2 production wind and solar LV: 6094.188; Omitted breakdown: grid-connected versus deicated for H2 production wind and solar EE: Gas CCGT old 1 |  | 139 | Gas conventional |  | 4.78
Omitted breakdown: grid-connected versus deicated for H2 production wind and solar DE: Oil shale new Bio; Omitted breakdown: grid-connected versus deicated for H2 production wind and solar UK: 660; Omitted breakdown: grid-connected versus deicated for H2 production wind and solar ES: Oil shale biofuel; Omitted breakdown: grid-connected versus deicated for H2 production wind and solar NL: 464; Omitted breakdown: grid-connected versus deicated for H2 production wind and solar NO: Gas CCGT old 2; Omitted breakdown: grid-connected versus deicated for H2 production wind and solar LV: 24220.3; Omitted breakdown: grid-connected versus deicated for H2 production wind and solar EE: Gas CCGT old 2 |  | 3580 | Gas OCGT |  | 4.63
Omitted breakdown: grid-connected versus deicated for H2 production wind and solar DE: Gas CCGT old 2 Bio; Omitted breakdown: grid-connected versus deicated for H2 production wind and solar UK: 430; Omitted breakdown: grid-connected versus deicated for H2 production wind and solar ES: Gas biofuel; Omitted breakdown: grid-connected versus deicated for H2 production wind and solar NL: 691; Omitted breakdown: grid-connected versus deicated for H2 production wind and solar NO: Gas CCGT present 1; Omitted breakdown: grid-connected versus deicated for H2 production wind and solar LV: 25890.56; Omitted breakdown: grid-connected versus deicated for H2 production wind and solar EE: Gas CCGT present 1 |  | 35603
Omitted breakdown: grid-connected versus deicated for H2 production wind and solar DE: Gas conventional old 2 Bio; Omitted breakdown: grid-connected versus deicated for H2 production wind and solar UK: 520; Omitted breakdown: grid-connected versus deicated for H2 production wind and solar NO: Gas CCGT present 2; Omitted breakdown: grid-connected versus deicated for H2 production wind and solar LV: 15704.2; Omitted breakdown: grid-connected versus deicated for H2 production wind and solar EE: Gas CCGT present 2 |  | 23886
Omitted breakdown: grid-connected versus deicated for H2 production wind and solar UK: 15297.1225; Omitted breakdown: grid-connected versus deicated for H2 production wind and solar NL: 6892; Omitted breakdown: grid-connected versus deicated for H2 production wind and solar DK: 6210; Omitted breakdown: grid-connected versus deicated for H2 production wind and solar NO: Gas OCGT new; Omitted breakdown: grid-connected versus deicated for H2 production wind and solar LV: 4471.708; Omitted breakdown: grid-connected versus deicated for H2 production wind and solar EE: Gas OCGT new |  | 2542
| Other RES |  | 26620.8338 | Others renewable |  | 26339 | Other RES |  | 26330 |  | Gas OCGT old |  | 1843.849 | Gas OCGT old |  | 2080
Omitted breakdown: grid-connected versus deicated for H2 production wind and solar DE: Lignite new; Omitted breakdown: grid-connected versus deicated for H2 production wind and solar UK: 6019.26; Omitted breakdown: grid-connected versus deicated for H2 production wind and solar BE: Lignite; Omitted breakdown: grid-connected versus deicated for H2 production wind and solar DK: 3.34; Omitted breakdown: grid-connected versus deicated for H2 production wind and solar EE: Gas CCGT CCS |  | 3270
Omitted breakdown: grid-connected versus deicated for H2 production wind and solar DE: Lignite old 1; Omitted breakdown: grid-connected versus deicated for H2 production wind and solar UK: 5322; Omitted breakdown: grid-connected versus deicated for H2 production wind and solar ES: Lignite old 1; Omitted breakdown: grid-connected versus deicated for H2 production wind and solar NL: 1873; Omitted breakdown: grid-connected versus deicated for H2 production wind and solar LV: 108422.371 |  | 91430 |  |  | 92130
Omitted breakdown: grid-connected versus deicated for H2 production wind and solar DE: Lignite old 2; Omitted breakdown: grid-connected versus deicated for H2 production wind and solar UK: 5684.7; Omitted breakdown: grid-connected versus deicated for H2 production wind and solar ES: Lignite old 2; Omitted breakdown: grid-connected versus deicated for H2 production wind and solar NL: 1464; Omitted breakdown: grid-connected versus deicated for H2 production wind and solar NO: Other non-RES; Omitted breakdown: grid-connected versus deicated for H2 production wind and solar LV: 28756.7398; Omitted breakdown: grid-connected versus deicated for H2 production wind and solar EE: Others non-renewable |  | 39342 | Other non-RES |  | 0
| Hard coal old 1 |  | 11355.5879 | Hard coal old 1 |  | 3213 | Hard coal |  | 7.54 |  | Other non-RES DE00 P |  | 3993.3
| Hard coal old 2 |  | 8216.8461 | Hard coal old 2 |  | 2597 |  |  |  |  | Other non-RES DKE1 P |  | 190.5
| Hard coal new |  | 12564.1 | Hard coal new |  | 1663 |  |  |  |  | Other non-RES DKW1 P |  | 315.9
| Heavy oil old 1 |  | 409 | Heavy oil old 1 |  | 205 | Heavy oil |  | 0.21 |  | Other non-RES FI00 P |  | 2921
| Light oil |  | 1127.39 | Light oil |  | 1817 | Light oil |  | 1.81 |  | Other non-RES FR00 P |  | 4660.3999
| Oil shale old |  | 672 | [7 empty] | Other non-RES UK00 P |  | 7307.194
|  |  | 51370.884 |  |  | 12832 |  |  | 12900 |  |  |  | 48145.0337
Omitted breakdown: grid-connected versus deicated for H2 production wind and solar LV: 175090.3776 |  | 111154
| DE00 | FR00 | UK00 | ES00 | PL00 | NL00 | BE00 | SE01 | SE02 | SE03 | SE04 | DKE1 | DKW1 | FI00 | NOM1 | NON1 | NOS0 | LT00 | LV00 | EE00
TYNDP 2024
Reservoir | 819 | 9847 | 0 | 11414 | 427 | 0 | 0 | 5444 | 7650 | 2286 | 237 | 0 | 0 | 3237 | 3249 | 4795 | 21697 | 0 | 0 | 0 | 71102
Run-of-River | 3934 | 13600 | 2307 | 3425 | 367 | 37 | 162 | 0 | 0 | 0 | 0 | 0 | 0 | 0 | 1213 | 755 | 5698 | 126 | 1592 | 0 | 33216
PS Closed (turbine) | 7230 | 2179 | 2744 | 6908 | 1333 | 0 | 1305 | 0 | 0 | 0 | 0 | 0 | 0 | 0 | 0 | 0 | 0 | 938 | 0 | 0 | 22637
PS - Open (turbine) | 2144 | 2068 | 0 | 4223 | 216 | 0 | 0 | 0 | 0 | 0 | 0 | 0 | 0 | 0 | 60 | 2 | 650 | 0 | 0 | 0 | 9363
| 14127 | 27694 | 5051 | 25970 | 2343 | 37 | 1467 | 5444 | 7650 | 2286 | 237 | 0 | 0 | 3237 | 4522 | 5552 | 28045 | 1064 | 1592 | 0 | 136318
TYNDP 2020
Reservoir | 1296.6278 | 8000 |  | 6426.351 | 198.3 |  |  | 5315 | 6795 | 1972 | 237 |  |  | 2400 | [6 empty] | 32640.2788
Omitted breakdown: grid-connected versus deicated for H2 production wind and solar GW: Run-of-River; Omitted breakdown: grid-connected versus deicated for H2 production wind and solar DE: 4036; Omitted breakdown: grid-connected versus deicated for H2 production wind and solar FR: 13600; Omitted breakdown: grid-connected versus deicated for H2 production wind and solar UK: 1938.102; Omitted breakdown: grid-connected versus deicated for H2 production wind and solar ES: 3500; Omitted breakdown: grid-connected versus deicated for H2 production wind and solar PO: 536.5; Omitted breakdown: grid-connected versus deicated for H2 production wind and solar NL: 43; Omitted breakdown: grid-connected versus deicated for H2 production wind and solar BE: 134.25 |  |  |  | 128 | 1608.1351 |  | 25523.9871
Omitted breakdown: grid-connected versus deicated for H2 production wind and solar GW: PS Closed; Omitted breakdown: grid-connected versus deicated for H2 production wind and solar DE: 8393; Omitted breakdown: grid-connected versus deicated for H2 production wind and solar FR: 1800; Omitted breakdown: grid-connected versus deicated for H2 production wind and solar UK: 2954; Omitted breakdown: grid-connected versus deicated for H2 production wind and solar ES: 4212; Omitted breakdown: grid-connected versus deicated for H2 production wind and solar PO: 1323.1; Omitted breakdown: grid-connected versus deicated for H2 production wind and solar BE: 1395 |  |  |  | 900 |  |  | 20977.1
Omitted breakdown: grid-connected versus deicated for H2 production wind and solar GW: PS Open; Omitted breakdown: grid-connected versus deicated for H2 production wind and solar DE: 1457.7049; Omitted breakdown: grid-connected versus deicated for H2 production wind and solar FR: 1700; Omitted breakdown: grid-connected versus deicated for H2 production wind and solar ES: 1744.124; Omitted breakdown: grid-connected versus deicated for H2 production wind and solar PO: 150 | 4931.4 | 5540.4 | 24000.4 |  |  |  | 39524.0289
| 15183.3327 | 25100 | 4892.102 | 15882.475 | 2207.9 | 43 | 1529.25 | 5315 | 6795 | 1972 | 237 | 0 | 0 | 2400 | 4931.4 | 5540.4 | 24000.4 | 1028 | 1608.1351 | 0 | 118665.3948
Difference
Reservoir | -477.6278 | 1847 | 0 | 4987.649 | 228.7 | 0 | 0 | 129 | 855 | 314 | 0 | 0 | 0 | 837 | 3249 | 4795 | 21697 | 0 | 0 | 0 | 38461.7212
Run-of-River | -102 | 0 | 368.898 | -75 | -169.5 | -6 | 27.75 | 0 | 0 | 0 | 0 | 0 | 0 | 0 | 1213 | 755 | 5698 | -2 | -16.1351 | 0 | 7692.0129
PS Closed (turbine) | -1163 | 379 | -210 | 2696 | 9.9 | 0 | -90 | 0 | 0 | 0 | 0 | 0 | 0 | 0 | 0 | 0 | 0 | 38 | 0 | 0 | 1659.9
PS - Open (turbine) | 686.2951 | 368 | 0 | 2478.876 | 66 | 0 | 0 | 0 | 0 | 0 | 0 | 0 | 0 | 0 | -4871.4 | -5538.4 | -23350.4 | 0 | 0 | 0 | -30161.0289
| -1056.3327 | 2594 | 158.898 | 10087.525 | 135.1 | -6 | -62.25 | 129 | 855 | 314 | 0 | 0 | 0 | 837 | -409.4 | 11.6 | 4044.6 | 36 | -16.1351 | 0 | 17652.6052
3. Values used in the model | Destination files: TYNDP-2020-capacities.xlsx, TYNDP-2024-capacities.xlsx, additional-units-chp.xlsx in \north_european_model\input\capacity\
VRE | Values from VP despite absence of price zone breakdown for Nordic countries. In presence of major discrepency for offshore wind it is unclear which set should be used.
Hydro | Keeping old values because updates require obtaining new profiles. Only exception - new pump values for Norvegean pump hydro, which is the largest source of demand flexibility.
| Technical Review of Existing Norwegian Pumped Storage Plants | [6 empty] | shows that pump capacity in Norway is much lower than turbine capacity.
Thermal and nuclear | Values from Plexos excel
Assuming all "hard coal bio" to be "new" in absence of breakdown in 2024 dataset. Assumption aims for simplicity of secondary importance source.
Omitting capacities of technologies absent in maf2020techdata.xlsx: gas bio, other RES
MW | DE | FR | UK | ES | PL | NL | BE | SE01 | SE02 | SE03 | SE04 | DKE1 | DKW1 | FI | NOM1 | NON1 | NOS0 | LT | LV | EE
Solar | 299470 | 100400 | 54790 | 128950 | 36740 | 59320 | 23300 | 0 | 1208.1012 | 17554.888 | 7657.0108 | 6195.4817 | 15514.5183 | 21270 | 1562.5 | 0 | 4687.5 | 6540 | 800 | 2400
Wind Onshore | 142000 | 50000 | 43480 | 75050 | 29500 | 12700 | 8900 | 7018.4769 | 12727.5783 | 5408.5475 | 3095.3973 | 4639.3818 | 23610.6182 | 46000 | 2429.0722 | 1485.8409 | 2445.0869 | 5210 | 290 | 860
Wind Offshore | 50520 | 17980 | 75030 | 5040 | 10900 | 33300 | 6860 | 0 | 1000 | 1400 | 4200 | 6847.1536 | 14392.8464 | 3600 | 0 | 0 | 6000 | 2100 | 500 | 1000
Reservoir | 1296.6278 | 8000 | 0 | 6426.351 | 198.3 | 0 | 0 | 5315 | 6795 | 1972 | 237 | 0 | 0 | 2400 | 0 | 0 | 0 | 0 | 0 | 0
Run-of-River | 4036 | 13600 | 1938.102 | 3500 | 536.5 | 43 | 134.25 | 0 | 0 | 0 | 0 | 0 | 0 | 0 | 0 | 0 | 0 | 128 | 1608.1351 | 0
PS Closed | 8393 | 1800 | 2954 | 4212 | 1323.1 | 0 | 1395 | 0 | 0 | 0 | 0 | 0 | 0 | 0 | 0 | 0 | 0 | 900 | 0 | 0
PS Open | 1457.7049 | 1700 | 0 | 1744.124 | 150 | 0 | 0 | 0 | 0 | 0 | 0 | 0 | 0 | 0 |  |  |  | 0 | 0 | 0
Omitted breakdown: grid-connected versus deicated for H2 production wind and solar GW: PS Open turbine | 4931.4 | 5540.4 | 24000.4
Omitted breakdown: grid-connected versus deicated for H2 production wind and solar GW: PS Open pump | 76 | 2 | 682
Hard coal new Bio | 0 | 0 | 0 | 0 | 3213 | 0 | 354 | 0 | 0 | 0 | 0 | 831 | 411 | 928 | 0 | 0 | 0 | 0 | 0 | 0
Omitted breakdown: grid-connected versus deicated for H2 production wind and solar GW: Oil shale new Bio | [5 empty] | 464
Other renewable | 8564 | 2415 | 3053 | 1730 | 2183 | 415 | 615 | 199 | 744 | 2554 | 698 | 0 | 7 | 2625 | 0 | 0 | 0 | 210 | 159 | 168
Nuclear | 0 | 54700 | 4500 | 0 | 2220 | 243 | 1038 | 0 | 0 | 4800 | 0 | 0 | 0 | 3250 | 0 | 0 | 0 | 0 | 0 | 0
Lignite old 1 | 0 | 0 | 0 | 0 | 1873 | 0 | 0 | 0 | 0 | 0 | 0 | 0 | 0 | 0 | 0 | 0 | 0 | 0 | 0 | 0
Lignite old 2 | 0 | 0 | 0 | 0 | 1464 | 0 | 0 | 0 | 0 | 0 | 0 | 0 | 0 | 0 | 0 | 0 | 0 | 0 | 0 | 0
Hard coal old 1 | 0 | 0 | 0 | 0 | 3213 | 0 | 0 | 0 | 0 | 0 | 0 | 0 | 0 | 0 | 0 | 0 | 0 | 0 | 0 | 0
Hard coal old 2 | 0 | 0 | 0 | 0 | 2597 | 0 | 0 | 0 | 0 | 0 | 0 | 0 | 0 | 0 | 0 | 0 | 0 | 0 | 0 | 0
Hard coal new | 0 | 0 | 0 | 0 | 1663 | 0 | 0 | 0 | 0 | 0 | 0 | 0 | 0 | 0 | 0 | 0 | 0 | 0 | 0 | 0
Light oil | 745 | 0 | 389 | 0 | 0 | 0 | 0 | 0 | 0 | 0 | 0 | 531 | 152 | 0 | 0 | 0 | 0 | 0 | 0 | 0
Heavy oil old 1 | 0 | 0 | 0 | 0 | 0 | 0 | 140 | 0 | 0 | 0 | 0 | 65 | 0 | 0 | 0 | 0 | 0 | 0 | 0 | 0
Gas conventional old 1 | 0 | 0 | 1234 | 0 | 0 | 0 | 0 | 0 | 0 | 0 | 0 | 0 | 0 | 0 | 0 | 0 | 0 | 0 | 0 | 0
Gas conventional old 2 | 149 | 0 | 2458 | 0 | 0 | 0 | 828 | 0 | 0 | 0 | 0 | 0 | 0 | 0 | 0 | 0 | 0 | 110 | 0 | 0
Gas OCGT old | 23 | 0 | 1209 | 0 | 0 | 165 | 0 | 97 | 0 | 0 | 0 | 128 | 420 | 38 | 0 | 0 | 0 | 0 | 0 | 0
Gas CCGT old 1 | 54 | 0 | 0 | 0 | 0 | 0 | 0 | 0 | 0 | 0 | 0 | 38 | 47 | 0 | 0 | 0 | 0 | 0 | 0 | 0
Gas CCGT old 2 | 274 | 0 | 539 | 0 | 0 | 2073 | 0 | 0 | 0 | 0 | 0 | 0 | 54 | 640 | 0 | 0 | 0 | 0 | 0 | 0
Gas CCGT present 1 | 869 | 792 | 13117 | 20518 | 0 | 0 | 0 | 0 | 0 | 0 | 0 | 0 | 0 | 234 | 0 | 0 | 0 | 0 | 73 | 0
Gas CCGT present 2 | 12072 | 5347 | 408 | 0 | 0 | 3924 | 1732 | 0 | 0 | 0 | 0 | 0 | 0 | 0 | 0 | 0 | 0 | 403 | 0 | 0
Gas OCGT new | 1467 | 368 | 0 | 0 | 0 | 232 | 244 | 0 | 0 | 0 | 0 | 90 | 54 | 87 | 0 | 0 | 0 | 0 | 0 | 0
Gas CCGT new | 1507 | 0 | 1030 | 0 | 9642 | 0 | 2368 | 0 | 0 | 0 | 0 | 0 | 0 | 0 | 0 | 0 | 0 | 0 | 1004 | 0
Gas CCGT CCS | 0 | 0 | 3270 | 0 | 0 | 0 | 0 | 0 | 0 | 0 | 0 | 0 | 0 | 0 | 0 | 0 | 0 | 0 | 0 | 0
Other non-renewable | 4825 | 2600 | 17361 | 3980 | 4678 | 3664 | 1594 | 0 | 0 | 0 | 0 | 0 | 0 | 133 | 20 | 195 | 50 | 107 | 0 | 135
Note on A7: [Threaded comment] Your version of Excel allows you to read this threaded comment; however, any edits to it will get removed if the file is opened in a newer version of Excel. Learn more: https://go.microsoft.com/fwlink/?linkid=870924 Comment: Ignoring this as insignificant compared to solar PV and far from the model focus of Finland
Note on G14: [Threaded comment] Your version of Excel allows you to read this threaded comment; however, any edits to it will get removed if the file is opened in a newer version of Excel. Learn more: https://go.microsoft.com/fwlink/?linkid=870924 Comment: Unsure if value is reasonable (i.e., small reactor), but it is taken directly from website.
Note on Z19: [Threaded comment] Your version of Excel allows you to read this threaded comment; however, any edits to it will get removed if the file is opened in a newer version of Excel. Learn more: https://go.microsoft.com/fwlink/?linkid=870924 Comment: DK data aggregation is assumed in absence of TYNDP specification.
Note on AA19: [Threaded comment] Your version of Excel allows you to read this threaded comment; however, any edits to it will get removed if the file is opened in a newer version of Excel. Learn more: https://go.microsoft.com/fwlink/?linkid=870924 Comment: DK data aggregation is assumed in absence of TYNDP specification.
Note on D45: [Threaded comment] Your version of Excel allows you to read this threaded comment; however, any edits to it will get removed if the file is opened in a newer version of Excel. Learn more: https://go.microsoft.com/fwlink/?linkid=870924 Comment: Excluding this due to insignificant size.
Note on C124: [Threaded comment] Your version of Excel allows you to read this threaded comment; however, any edits to it will get removed if the file is opened in a newer version of Excel. Learn more: https://go.microsoft.com/fwlink/?linkid=870924 Comment: This is replaced to 7000 in "additional backbone inputs.xlsx"
Note on O134: [Threaded comment] Your version of Excel allows you to read this threaded comment; however, any edits to it will get removed if the file is opened in a newer version of Excel. Learn more: https://go.microsoft.com/fwlink/?linkid=870924 Comment: Other capacity
Note on O135: [Threaded comment] Your version of Excel allows you to read this threaded comment; however, any edits to it will get removed if the file is opened in a newer version of Excel. Learn more: https://go.microsoft.com/fwlink/?linkid=870924 Comment: Other capacity
Note on T164: [Threaded comment] Your version of Excel allows you to read this threaded comment; however, any edits to it will get removed if the file is opened in a newer version of Excel. Learn more: https://go.microsoft.com/fwlink/?linkid=870924 Comment: Re-classify "pondage" as "run of the river" to enable comparison.

## Flexibility
Data from 'Updated Electricity Modeling Results. xlsx' of TYNDP 2022 (outdated). Values in MW.
| Batteries | [10 empty] | DSR | [21 empty] | Gas | [12 empty] | Hydro Pumped Storage
| Utility |  |  | Prosumer |  |  | Total |  |  |  |  | Band 1 |  |  | Band 2 |  |  | Band 3 |  |  | Band 4 |  |  | Band 5 |  |  | Band 6 |  |  | Total |  |  |  | New OCGT |  |  | Old OCGT |  |  | Peaker |  |  | Total |  |  |  | Closed |  |  | Open |  |  | Total
| 2030 | 2040 | 2050 | 2030 | 2040 | 2050 | 2030 | 2040 | 2050 | 2035 |  | 2030 | 2040 | 2050 | 2030 | 2040 | 2050 | 2030 | 2040 | 2050 | 2030 | 2040 | 2050 | 2030 | 2040 | 2050 | 2030 | 2040 | 2050 | 2030 | 2040 | 2050 |  | 2030 | 2040 | 2050 | 2030 | 2040 | 2050 | 2030 | 2040 | 2050 | 2030 | 2040 | 2050 |  | 2030 | 2040 | 2050 | 2030 | 2040 | 2050 | 2030 | 2040 | 2050
DE00 | 9029.2448 | 19751.6477 | 29151.7234 | 9220.4341 | 18524.9454 | 34385.9894 | 18249.679 | 38276.5932 | 63537.7127 | 28263.1361 | DE00 | 285.5097 | 459.7 | 519.461 | 503.7379 | 810.9 | 916.317 | 681.2423 | 1096.7 | 1239.2709 | 70.005 | 196 | 221.48 | 218.37 | 611.3 | 690.769 |  |  |  | 1758.865 | 3174.6 | 3587.298 | DE00 | 2613.168 | 2613.168 | 2179.318 | 452.4 | 406.7 | 17.8 | 9159 | 36881 | 46137 | 12224.568 | 39900.868 | 48334.118 | DE00 | 7381.6401 | 7651.6401 | 7651.6401 | 1644.1 | 1644.1 | 1644.1 | 9025.7401 | 9295.7401 | 9295.7401
DEKF | 0 | 0 | 0 | 0 | 0 | 0 | 0 | 0 | 0 | 0 | DEKF | Total 2030: 0; Total 2040: 0; Total 2050: 0 | DEKF | [9 empty] | 0 | 0 | 0 | DEKF | [6 empty] | 0 | 0 | 0
FR00 | 620.0866 | 1356.4514 | 2002.0049 | 633.2166 | 1272.2072 | 2361.47 | 1253.3031 | 2628.6585 | 4363.4748 | 1940.9808 | FR00 | Band 1 2030: 1400; Band 1 2040: 1400; Band 1 2050: 1582; Band 2 2030: 4080; Band 2 2040: 4080; Band 2 2050: 4610.4; Total 2030: 5480; Total 2040: 5480; Total 2050: 6192.4 | FR00 | 437 | 437 | 437 | 199 | 199 | 199 |  | 16233 | 39170.8944 | 636 | 16869 | 39806.8944 | FR00 | 1950 | 2485.2942 | 2485.2942 | 1850 | 2357.843 | 2357.843 | 3800 | 4843.1372 | 4843.1372
FR15 | 51.4696 | 112.5908 | 166.1743 | 0 | 0 | 0 | 51.4696 | 112.5908 | 166.1743 | 82.0302 | FR15 | Band 1 2030: 1.5; Band 1 2040: 1.5; Band 1 2050: 1.695; Total 2030: 1.5; Total 2040: 1.5; Total 2050: 1.695 | FR15 | [9 empty] | 0 | 0 | 0 | FR15 | [6 empty] | 0 | 0 | 0
UK00 | 7741.5087 | 9551.9339 | 9304.5665 | 12547.1988 | 17598.0815 | 21559.2598 | 20288.7075 | 27150.0153 | 30863.8263 | 23719.3614 | UK00 | Band 1 2030: 4257.12; Band 1 2040: 7906.08; Band 1 2050: 8933.8704; Total 2030: 4257.12; Total 2040: 7906.08; Total 2050: 8933.8704 | UK00 | 49.9 | 49.9 | 49.9 | 816.89 | 816.89 | 816.89 | 4537 | 33016 | 48999.1508 | 5403.79 | 33882.79 | 49865.9408 | UK00 | 2744 | 2744 | 2744 |  |  |  | 2744 | 2744 | 2744
UKNI | 75.8748 | 121.0254 | 117.8912 | 27.6375 | 40.4885 | 49.6021 | 103.5123 | 161.5138 | 167.4933 | 132.5131 | UKNI | Band 1 2030: 100; Band 1 2040: 125; Band 1 2050: 141.25; Total 2030: 100; Total 2040: 125; Total 2050: 141.25 | UKNI | 395 | 395 | 395 | 12 | 12 | 12 |  | 16.4846 | 4004.4413 | 407 | 423.4846 | 4411.4413 | UKNI | [6 empty] | 0 | 0 | 0
ES00 | 6433.7046 | 14073.8532 | 20771.7899 | 5955.5944 | 6305.4033 | 7724.696 | 12389.299 | 20379.2566 | 28496.4858 | 16384.2778 | ES00 | Band 1 2040: 500; Band 1 2050: 565; Band 2 2040: 1100; Band 2 2050: 1243; Total 2030: 0; Total 2040: 1600; Total 2050: 1808 | ES00 | [7 empty] | 377 | 377 | 0 | 377 | 377 | ES00 | 6866.3999 | 6866.3999 | 6866.3999 | 2683.3201 | 2683.3201 | 2683.3201 | 9549.72 | 9549.72 | 9549.72
PL00 | 1960.7481 | 3069.351 | 2989.8637 | 2002.2658 | 2878.7249 | 3526.7014 | 3963.0139 | 5948.0759 | 6516.5651 | 4955.5449 | PL00 | Total 2030: 0; Total 2040: 0; Total 2050: 0 | PL00 |  | 3600 | 3600 |  |  |  | 6210 | 14000 | 21063.3701 | 6210 | 17600 | 24663.3701 | PL00 | 1323.1 | 1323.1 | 1323.1 | 212.18 | 212.18 | 212.18 | 1535.28 | 1535.28 | 1535.28
NL00 | 6802.8154 | 10367.6026 | 10099.1118 | 6946.8613 | 13957.068 | 18214.3793 | 13749.6767 | 24324.6706 | 28313.4911 | 19037.1736 | NL00 | Band 1 2030: 700; Band 1 2040: 700; Band 1 2050: 791; Total 2030: 700; Total 2040: 700; Total 2050: 791 | NL00 | 547.8 | 547.8 | 547.8 | 364 | 233 | 233 | 1924 | 9552 | 12982.0768 | 2835.8 | 10332.8 | 13762.8768 | NL00 | [6 empty] | 0 | 0 | 0
BE00 | 2104.863 | 4604.4286 | 4996.3079 | 2149.4324 | 4318.4645 | 5893.4076 | 4254.2954 | 8922.8931 | 10889.7155 | 6588.5943 | BE00 | 204.7805 | 219.1151 | 247.6 | 716.7316 | 766.9028 | 866.6002 | 204.7805 | 219.1151 | 247.6 | 614.3414 | 657.3453 | 742.8002 | 307.1707 | 328.6726 | 371.4001 |  |  |  | 2047.8045 | 2191.1509 | 2476.0005 | BE00 | 244 | 244 | 244 | 50 | 50 | 50 |  | 6331 | 14823.2645 | 294 | 6625 | 15117.2645 | BE00 | 1224 | 1224 | 1224 |  |  |  | 1224 | 1224 | 1224
SE01 | 189.1772 | 140.9396 | 137.2897 | 193.1829 | 132.1863 | 161.9404 | 382.3601 | 273.1259 | 299.23 | 327.743 | SE01 | Band 1 2030: 71.4; Band 1 2040: 71.4; Band 1 2050: 80.682; Band 2 2030: 71.4; Band 2 2040: 71.4; Band 2 2050: 80.682; Band 3 2030: 71.4; Band 3 2040: 71.4; Band 3 2050: 80.682; Total 2030: 214.2; Total 2040: 214.2; Total 2050: 242.046 | SE01 |  |  |  | 53.748 | 53.748 | 53.748 | 0 | 0 | 0 | 53.748 | 53.748 | 53.748 | SE01 | [6 empty] | 0 | 0 | 0
SE02 | 321.6012 | 239.5973 | 233.3924 | 328.4109 | 224.7168 | 275.2986 | 650.0121 | 464.3141 | 508.691 | 557.1631 | SE02 | Band 1 2030: 107.8; Band 1 2040: 107.8; Band 1 2050: 121.814; Band 2 2030: 107.8; Band 2 2040: 107.8; Band 2 2050: 121.814; Band 3 2030: 107.8; Band 3 2040: 107.8; Band 3 2050: 121.814; Total 2030: 323.4; Total 2040: 323.4; Total 2050: 365.442 | SE02 |  |  |  | 57.041 | 57.041 | 57.041 |  | 1257 | 1257 | 57.041 | 1314.041 | 1314.041 | SE02 | [6 empty] | 0 | 0 | 0
SE03 | 1683.6769 | 1254.3623 | 1221.878 | 1719.3278 | 1176.4585 | 1441.2693 | 3403.0046 | 2430.8208 | 2663.1473 | 2916.9127 | SE03 | Band 1 2030: 312.2; Band 1 2040: 312.2; Band 1 2050: 352.786; Band 2 2030: 312.2; Band 2 2040: 312.2; Band 2 2050: 352.786; Band 3 2030: 312.2; Band 3 2040: 312.2; Band 3 2050: 352.786; Total 2030: 936.6; Total 2040: 936.6; Total 2050: 1058.358 | SE03 | [7 empty] | 6528 | 0 | 0 | 6528 | 0 | SE03 | [6 empty] | 0 | 0 | 0
SE04 | 454.0252 | 338.255 | 329.4952 | 463.639 | 317.2472 | 388.6569 | 917.6642 | 655.5022 | 718.1521 | 786.5832 | SE04 | Band 1 2030: 88.2; Band 1 2040: 88.2; Band 1 2050: 99.666; Band 2 2030: 88.2; Band 2 2040: 88.2; Band 2 2050: 99.666; Band 3 2030: 88.2; Band 3 2040: 88.2; Band 3 2050: 99.666; Total 2030: 264.6; Total 2040: 264.6; Total 2050: 298.998 | SE04 | [7 empty] | 2054 | 2088.8895 | 0 | 2054 | 2088.8895 | SE04 | [6 empty] | 0 | 0 | 0
DKE1 | 25.4897 | 55.7593 | 82.2959 | 26.0295 | 52.2963 | 97.0723 | 51.5192 | 108.0555 | 179.3681 | 79.7874 | DKE1 | Total 2030: 0; Total 2040: 0; Total 2050: 0 | DKE1 | 106.21 | 106.21 | 106.21 | 12.71 | 11.83 | 11.83 |  | 1791 | 1895.0101 | 118.92 | 1909.04 | 2013.0501 | DKE1 | [6 empty] | 0 | 0 | 0
DKKF | 0 | 0 | 0 | 0 | 0 | 0 | 0 | 0 | 0 | 0 | DKKF | Total 2030: 0; Total 2040: 0; Total 2050: 0 | DKKF | [9 empty] | 0 | 0 | 0 | DKKF | [6 empty] | 0 | 0 | 0
DKW1 | 40.6855 | 89.0004 | 131.3568 | 41.547 | 83.4729 | 154.9423 | 82.2325 | 172.4732 | 286.2991 | 127.3529 | DKW1 | Total 2030: 0; Total 2040: 0; Total 2050: 0 | DKW1 | 62.67 | 62.67 | 62.67 | 82.32 | 82.32 | 82.32 |  | 3020 | 3789.3316 | 144.99 | 3164.99 | 3934.3216 | DKW1 | [6 empty] | 0 | 0 | 0
FI00 | 560.7724 | 883.2434 | 860.37 | 927.0507 | 1341.0684 | 1642.9315 | 1487.8231 | 2224.3118 | 2503.3015 | 1856.0674 | FI00 | 1000 | 1500 | 1695 |  | 3200 | 3616 | 650 | 850 | 960.5 | 940 | 2000 | 2260 | 950.4158 | 1187.0875 | 1341.4089 | 950.4158 | 1187.0875 | 1341.4089 | 4490.8315 | 9924.175 | 11214.3178 | FI00 | 87 | 87 | 87 | 128 | 38 |  |  | 0 | 44.6118 | 215 | 125 | 131.6118 | FI00 | [6 empty] | 0 | 0 | 0
NOM1 | 110.2921 | 80.422 | 71.2176 | 0 | 0 | 0 | 110.2921 | 80.422 | 71.2176 | 95.357 | NOM1 | Band 1 2030: 1423; Band 1 2040: 1423; Band 1 2050: 1607.99; Total 2030: 1423; Total 2040: 1423; Total 2050: 1607.99 | NOM1 | [9 empty] | 0 | 0 | 0 | NOM1 |  |  |  | 4455.9536 | 4455.9536 | 4455.9536 | 4455.9536 | 4455.9536 | 4455.9536
NON1 | 0 | 0 | 0 | 0 | 0 | 0 | 0 | 0 | 0 | 0 | NON1 | Band 1 2030: 1296; Band 1 2040: 1296; Band 1 2050: 1464.48; Total 2030: 1296; Total 2040: 1296; Total 2050: 1464.48 | NON1 | [8 empty] | 0 | 0 | 0 | 0 | NON1 |  |  |  | 5292.9404 | 5272.9404 | 5272.9404 | 5292.9404 | 5272.9404 | 5272.9404
NOS0 | 297.7886 | 217.1394 | 192.2874 | 0 | 0 | 0 | 297.7886 | 217.1394 | 192.2874 | 257.464 | NOS0 | Band 1 2030: 3575; Band 1 2040: 3575; Band 1 2050: 4039.75; Total 2030: 3575; Total 2040: 3575; Total 2050: 4039.75 | NOS0 | [7 empty] | 878 | 878 | 0 | 878 | 878 | NOS0 |  |  |  | 23611.7871 | 23491.7871 | 23491.7871 | 23611.7871 | 23491.7871 | 23491.7871
LT00 | 327.4449 | 446.789 | 435.2185 | 334.3784 | 419.0406 | 513.363 | 661.8233 | 865.8296 | 948.5815 | 763.8264 | LT00 | Band 1 2030: 40; Band 1 2040: 50; Band 1 2050: 56.5; Total 2030: 40; Total 2040: 50; Total 2050: 56.5 | LT00 | [7 empty] | 808 | 808 | 0 | 808 | 808 | LT00 | 930 | 930 | 930 |  |  |  | 930 | 930 | 930
LV00 | 28.6426 | 93.7167 | 91.2897 | 9.7951 | 29.435 | 36.0606 | 38.4377 | 123.1518 | 127.3503 | 80.7947 | LV00 | 0.3 | 0.3 | 0.339 | 1.5 | 1.5 | 1.695 | 5 | 5 | 5.65 | 30 | 30 | 33.9 | [6 empty] | 36.8 | 36.8 | 41.584 | LV00 | [7 empty] | 0 | 552.1291 | 0 | 0 | 552.1291 | LV00 | [6 empty] | 0 | 0 | 0
EE00 | 203.4276 | 280.5388 | 273.2737 | 207.7351 | 263.1156 | 322.3406 | 411.1627 | 543.6544 | 595.6143 | 477.4085 | EE00 | Band 1 2030: 90; Band 1 2040: 173.3333; Band 1 2050: 195.8667; Total 2030: 90; Total 2040: 173.3333; Total 2050: 195.8667 | EE00 | [8 empty] | 419.3235 | 0 | 0 | 419.3235 | EE00 | [6 empty] | 0 | 0 | 0
Totals |  | 2030 |  |  |  | 2040 |  |  |  | 2050 |  | Band 1 2050: 2035; Band 3 2030: Growth since prior period; Band 3 2050: 2030; Band 5 2030: 2040; Band 6 2040: 2050
|  | HPS | DSR | Batteries | Gas | HPS | DSR | Batteries | Gas | HPS | DSR | Batteries | Gas | HPS | DSR | Batteries | Gas |  |  | HPS | DSR | Batteries | Gas | HPS | DSR | Batteries | Gas | HPS | DSR | Batteries | Gas
Germany |  | 9025.7401 | 1758.865 | 18249.679 | 12224.568 | 9295.7401 | 3174.6 | 38276.5932 | 39900.868 | 9295.7401 | 3587.298 | 63537.7127 | 48334.118 | 9160.7401 | 2466.7325 | 28263.1361 | 26062.718 | Estonia |  | 0 | 90 | 543.6544 | 0 | 0 | 83.3333 | 132.4917 | 0 | 0 | 22.5333 | 51.9599 | 419.3235
France |  | 3800 | 5481.5 | 1304.7728 | 636 | 4843.1372 | 5481.5 | 2741.2494 | 16869 | 4843.1372 | 6194.095 | 4529.6492 | 39806.8944 | 4321.5686 | 5481.5 | 2023.0111 | 8752.5 | Latvia |  | 0 | 36.8 | 38.4377 | 0 | 0 | 0 | 84.7141 | 0 | 0 | 4.784 | 4.1986 | 552.1291
UK |  | 2744 | 4357.12 | 20392.2199 | 5810.79 | 2744 | 8031.08 | 27311.5292 | 34306.2746 | 2744 | 9075.1204 | 31031.3196 | 54277.3821 | 2744 | 6194.1 | 23851.8745 | 20058.5323 | Lithuania |  | 930 | 40 | 661.8233 | 0 | 0 | 10 | 204.0062 | 808 | 0 | 6.5 | 82.7519 | 0
Spain |  | 9549.72 | 0 | 12389.299 | 0 | 9549.72 | 1600 | 20379.2566 | 377 | 9549.72 | 1808 | 28496.4858 | 377 | 9549.72 | 800 | 16384.2778 | 188.5 | Norway |  | 33360.6812 | 6294 | 408.0807 | 0 | -140 | 0 | -110.5192 | 878 | 0 | 818.22 | -34.0565 | 0
Poland |  | 1535.28 | 0 | 3963.0139 | 6210 | 1535.28 | 0 | 5948.0759 | 17600 | 1535.28 | 0 | 6516.5651 | 24663.3701 | 1535.28 | 0 | 4955.5449 | 11905 | Finland |  | 0 | 4490.8315 | 1487.8231 | 215 | 0 | 5433.3435 | 736.4888 | -90 | 0 | 1290.1428 | 278.9896 | 6.6118
Netherlands |  | 0 | 700 | 13749.6767 | 2835.8 | 0 | 700 | 24324.6706 | 10332.8 | 0 | 791 | 28313.4911 | 13762.8768 | 0 | 700 | 19037.1736 | 6584.3 | Denmark |  | 0 | 0 | 133.7517 | 263.91 | 0 | 0 | 146.7771 | 4810.12 | 0 | 0 | 185.1385 | 873.3417
Belgium |  | 1224 | 2047.8045 | 4254.2954 | 294 | 1224 | 2191.1509 | 8922.8931 | 6625 | 1224 | 2476.0005 | 10889.7155 | 15117.2645 | 1224 | 2119.4777 | 6588.5943 | 3459.5 | Sweden |  | 0 | 1738.8 | 5353.041 | 110.789 | 0 | 0 | -1529.2779 | 9839 | 0 | 226.044 | 365.4573 | -6493.1105
Sweden |  | 0 | 1738.8 | 5353.041 | 110.789 | 0 | 1738.8 | 3823.7631 | 9949.789 | 0 | 1964.844 | 4189.2204 | 3456.6785 | 0 | 1738.8 | 4588.402 | 5030.289 | Belgium |  | 1224 | 2047.8045 | 4254.2954 | 294 | 0 | 143.3464 | 4668.5977 | 6331 | 0 | 284.8496 | 1966.8224 | 8492.2645
Denmark |  | 0 | 0 | 133.7517 | 263.91 | 0 | 0 | 280.5288 | 5074.03 | 0 | 0 | 465.6673 | 5947.3717 | 0 | 0 | 207.1402 | 2668.97 | Netherlands |  | 0 | 700 | 13749.6767 | 2835.8 | 0 | 0 | 10574.9939 | 7497 | 0 | 91 | 3988.8205 | 3430.0768
Finland |  | 0 | 4490.8315 | 1487.8231 | 215 | 0 | 9924.175 | 2224.3118 | 125 | 0 | 11214.3178 | 2503.3015 | 131.6118 | 0 | 7207.5033 | 1856.0674 | 170 | Poland |  | 1535.28 | 0 | 3963.0139 | 6210 | 0 | 0 | 1985.062 | 11390 | 0 | 0 | 568.4892 | 7063.3701
Norway |  | 33360.6812 | 6294 | 408.0807 | 0 | 33220.6812 | 6294 | 297.5615 | 878 | 33220.6812 | 7112.22 | 263.505 | 878 | 33290.6812 | 6294 | 352.8211 | 439 | Spain |  | 9549.72 | 0 | 12389.299 | 0 | 0 | 1600 | 7989.9576 | 377 | 0 | 208 | 8117.2292 | 0
Lithuania |  | 930 | 40 | 661.8233 | 0 | 930 | 50 | 865.8296 | 808 | 930 | 56.5 | 948.5815 | 808 | 930 | 45 | 763.8264 | 404 | UK |  | 2744 | 4357.12 | 20392.2199 | 5810.79 | 0 | 3673.96 | 6919.3093 | 28495.4846 | 0 | 1044.0404 | 3719.7904 | 19971.1075
Latvia |  | 0 | 36.8 | 38.4377 | 0 | 0 | 36.8 | 123.1518 | 0 | 0 | 41.584 | 127.3503 | 552.1291 | 0 | 36.8 | 80.7947 | 0 | France |  | 3800 | 5481.5 | 1304.7728 | 636 | 1043.1372 | 0 | 1436.4766 | 16233 | 0 | 712.595 | 1788.3998 | 22937.8944
Estonia |  | 0 | 90 | 411.1627 | 0 | 0 | 173.3333 | 543.6544 | 0 | 0 | 195.8667 | 595.6143 | 419.3235 | 0 | 131.6667 | 477.4085 | 0 | Germany |  | 9025.7401 | 1758.865 | 18249.679 | 12224.568 | 270 | 1415.735 | 20026.9142 | 27676.3 | 0 | 412.698 | 25261.1195 | 8433.25
Total |  |  |  | 82797.0768 |  |  |  | 136063.0688 |  |  |  | Band 1 2050: 62755.9898; Band 2 2030: 33215.5802; Band 2 2040: 109430.0728; Band 2 2050: 85723.3093; Band 3 2030: Total
Data from Visualization platform of TYNDP 2024. Scenario: Distributed Energy 2035. Values in GW.
|  | Batteries | DSR | EVs | PS Closed | PS Opened
Germany |  | 50.18 | 20.1 | 33.21 | 7.23 | 2.14
France |  | 3.36 | 6.5 | 22.37 | 2.18 | 2.07
UK |  | 3.15 | 17.52 | 19.94 | 2.74
Spain |  | 4.61 | 2.7 | 17.4 | 6.91 | 4.22
Poland |  |  |  | 10.18 | 1.33 | 0.22
Netherlands |  | 21.33 | 2.02 | 6.02
Belgium |  | 0.69 | 3.27 | 3.89 | 1.31
Sweden |  | 0.58 | 1.74 | 3.42
Denmark |  | 0.53 |  | 2.47
Finland |  | 1.27 | 6.26 | 2.65
Norway |  |  | 10.63 |  |  | 0.71
Lithuania |  | 0.94 | 0.04 | 0.78 | 0.94
Latvia |  | 0.04 | 0.15 | 0.37
Estonia |  |  | 0.26 | 0.26
Total |  | 86.68 | 71.19 | 122.96 | 22.64 | 9.36
HPS data analysis and pre-processing
Existing values | [7 empty] | Comparison |  |  |  | Band 2 2030: [1] data from TYNDP-2020-capacities.xlsx. This is the reference for currently used scenario values to be replaced.
| NT 2025 [1] |  |  | Changes inc |  |  |  |  | VP | 2022 | Capacities | Band 1 2030: Changes.inc; Band 2 2030: VP values for Norway are obviously incorrect
| PS Closed | PS Open |  | PS Closed | PS Open | Total |  | DE | 9370 | 9295.7401 | 9850.7049 | Band 1 2030: 9900; Band 1 2040: 530
DE00 | 8393 | 1457.7049 | 9850.7049 | 8400 | 1500 | 9900 |  | FR | 4250 | 4843.1372 | 2954 | Band 1 2030: 3500; Band 1 2040: -750
FR00 | 2954 |  | 2954 | 1800 | 1700 | 3500 |  | UK | 2740 | 2744 | 3500 | Band 1 2030: 3000; Band 1 2040: 260
UK00 | 1800 | 1700 | 3500 | 3000 |  | 3000 |  | ES | 11130 | 9549.72 | 5956.124 | Band 1 2030: 5900; Band 1 2040: -5230
ES00 | 4212 | 1744.124 | 5956.124 | 4200 | 1700 | 5900 |  | PL | 1550 | 1535.28 | 1473.1 | Band 1 2030: 1450; Band 1 2040: -100
PL00 | 1323.1 | 150 | 1473.1 | 1300 | 150 | 1450 |  | BE | 1310 | 1224 | 1395 | Band 1 2030: 1400; Band 1 2040: 90
BE00 | 1395 |  | 1395 | 1400 |  | 1400 |  | NO | 710 | 33220.6812 | 34472.2 | Band 1 2030: 34400; Band 1 2040: 1179.3188
NOM1 |  | 4931.4 | 4931.4 |  | 4900 | 4900 |  | LT | 940 | 930 | 900 | Band 1 2030: 900; Band 1 2040: -40
NON1 |  | 5540.4 | 5540.4 |  | 5500 | 5500 |  | Total | 32000 | 63342.5584 | 60501.1289 | Band 1 2030: 60450
NOS0 |  | 24000.4 | 24000.4 |  | 24000 | 24000
LT00 | 900 |  | 900 | 900 |  | 900
Total | 20977.1 | 39524.0289 | 60501.1289 | 21000 | 39450 | 60450
Batteries data analysis and pre-processing
NT 2025 [1] |  | Final [3] | [6 empty] | Comparison |  |  | Band 2 2040: VP breakdown; Band 4 2030: [1] data from TYNDP-2020-capacities.xlsx. This is the reference for currently used values to be replaced. Collected and aggregated previously in "Review - TYNDP 2022.xlsx"
UK00 | 410 |  | Prosumer |  | Utility |  | Total |  |  |  | 2022 | Band 1 2030: Draft [2]; Band 1 2040: Final [3]; Band 1 2050: VP; Band 2 2040: DE00; Band 2 2050: 50180; Band 4 2030: [2] Draft Supply Inputs of TYNDP 2024. Collected and aggregated previously
ES00 | 500 |  | 2030 | 2040 | 2030 | 2040 | 2035 |  | Germany |  | 28263.1361 | Band 1 2030: 238528.7009; Band 1 2040: 138281.4; Band 1 2050: 50180; Band 2 2040: FR00; Band 2 2050: 3360; Band 4 2030: [3] Final Supply inputs of TYNDP 2024
PL00 | 111 | DE00 | 50538 | 157525 | 6400.8 | 62099 | 138281.4 |  | France |  | 2023.0111 | Band 1 2030: 10777; Band 1 2040: 10777; Band 1 2050: 3360; Band 2 2040: UK00; Band 2 2050: 3150; Band 4 2030: Destination file: \north_european_model\input\capacity\TYNDP-2024-capacities.xlsx
BE00 | 410 | DEKF | 0 | 0 | 0 | 0 | 0 |  | UK |  | 23851.8745 | Band 1 2030: 30386.7; Band 1 2040: 40016.2; Band 1 2050: 3150; Band 2 2040: ES00; Band 2 2050: 4610
| 1431 | FR00 | 0 | 0 | 940 | 20614 | 10777 |  | Spain |  | 16384.2778 | Band 1 2030: 24825; Band 1 2040: 17325; Band 1 2050: 4610; Band 2 2040: PL00; Band 2 2050: 0
|  | UKNI | 484.2121 | 8659.2019 | 670.7879 | 9654.7981 | 9734.5 |  | Poland |  | 4955.5449 | Band 1 2030: 0; Band 1 2040: 0; Band 1 2050: 0; Band 2 2040: NL00; Band 2 2050: 21330
|  | UK00 | 23375.53 | 37187.87 | 0 | 0 | 30281.7 |  | Netherlands |  | 19037.1736 | Band 1 2030: 67142.6877; Band 1 2040: 60703.8; Band 1 2050: 21330; Band 2 2040: BE00; Band 2 2050: 690
|  | ES00 | 1400 | 2250 | 5000 | 26000 | 17325 |  | Belgium |  | 6588.5943 | Band 1 2030: 3401.5; Band 1 2040: 2148; Band 1 2050: 690; Band 2 2040: SE01; Band 2 2050: 41.614
|  | PL00 | 0 | 0 | 0 | 0 | 0 |  | Sweden |  | 4588.402 | Band 1 2030: 3059.219; Band 1 2040: 1460.4; Band 1 2050: 580; Band 2 2040: SE02; Band 2 2050: 69.7301
|  | NL00 | 17675.6729 | 64349.674 | 8721.5271 | 30660.726 | 60703.8 |  | Denmark |  | 207.1402 | Band 1 2030: 2000; Band 1 2040: 2000; Band 1 2050: 530; Band 2 2040: SE03; Band 2 2050: 366.4713
|  | BE00 | 520 | 1566 | 1105 | 1105 | 2148 |  | Finland |  | 1856.0674 | Band 1 2030: 4000; Band 1 2040: 4000; Band 1 2050: 1270; Band 2 2040: SE04; Band 2 2050: 102.1847
|  | SE01 | 0 | 0 | 0 | 0 | 0 |  | Norway |  | 352.8211 | Band 1 2030: 0; Band 1 2040: 0; Band 1 2050: 0; Band 2 2040: DKE1; Band 2 2050: 210.7301
|  | SE02 | 33.4 | 100.2 | 0 | 0 | 66.8 |  | Lithuania |  | 763.8264 | Band 1 2030: 200; Band 1 2040: 3200; Band 1 2050: 940; Band 2 2040: DKW1; Band 2 2050: 319.2699
|  | SE03 | 485.2 | 1455.5 | 0 | 0 | 970.35 |  | Latvia |  | 80.7947 | Band 1 2030: 160; Band 1 2040: 160; Band 1 2050: 40; Band 2 2040: FI00; Band 2 2050: 1270
|  | SE04 | 211.6 | 634.9 | 0 | 0 | 423.25 |  | Estonia |  | 477.4085 | Band 1 2030: 0; Band 1 2040: 0; Band 1 2050: 0; Band 2 2040: NOM1; Band 2 2050: 0
|  | DKE1 | 0 | 0 | 0 | 0 | 0 |  | Total |  | 109430.0728 | Band 1 2030: 384480.8077; Band 1 2040: 280071.8; Band 1 2050: 86680; Band 2 2040: NON1; Band 2 2050: 0
|  | DKKF | 0 | 0 | 0 | 0 | 0 |  |  |  |  | Band 2 2040: NOS0; Band 2 2050: 0
|  | DKW1 | 150.3617 | 189.9561 | 1849.6383 | 1810.0439 | 2000 |  |  |  |  | Band 2 2040: LT00; Band 2 2050: 940
|  | FI00 | 688.9361 | 2882.5111 | 1311.0639 | 3117.4889 | 4000 |  |  |  |  | Band 2 2040: LV00; Band 2 2050: 40
|  | NOM1 | 0 | 0 | 0 | 0 | 0 |  |  |  |  | Band 2 2040: EE00; Band 2 2050: 0
|  | NON1 | 0 | 0 | 0 | 0 | 0
|  | NOS0 | 0 | 0 | 0 | 0 | 0
|  | LT00 | 0 | 0 | 2200 | 4200 | 3200
|  | LV00 | 10.9567 | 20.7238 | 149.0433 | 139.2762 | 160
|  | EE00 | 0 | 0 | 0 | 0 | 0
GW
Pumped hydro
Demand response
Batteries
Gas
2030
2040
2050

## H2
Supply and demand | Source: Visual Platform. TYNDP 2024 release - Distributed Energy 2035 scenario.
[1] Share of average electricity demand of price zones within countries. Values taken from calculation for demand coefficients
[2] Assumption - H2 demand and electrolyser production is distributed with the same proportions.
[3] Norway is excluded because: near-none-existing electroloyser capacity and supply values, non-sensible import value, disconnect between 5 price areas for average el. demand available and 3 areas modeled.
Destination files: \north_european_model\input\capacity\TYNDP-2024-capacities.xlsx, \north_european_model\input\demand.xlsx
|  |  | DE | FR | UK | ES | PL | NL | BE | SE01 | SE02 | SE03 | SE04 | DKW1 | DKE1 | FI | NOM1 [3] | NON1 | NOS0 | LT | LV | EE | NEBB | EU | NEBB | EU | NEBB - NO
Capacity | Electrolyser | GW | 21.03 | 4.18 | 19.07 | 48 | 5.24 | 8.23 | 0.37 | 9.35 |  |  |  | 12.1 |  | 15.3 | 0.09 |  |  | 2.28 | 1.45 |  | 146.69 | 152
| Imports |  | 98.01 | 37.93 | 16.65 | 14.66 | 14.92 | 13.4 | 32.36 | 2.39 |  |  |  | 2.94 |  | 55.31 | 0.06 |  |  | 12.5 | 12.5 | 12.5 | 326.13 | 423
| Steam CH4 reformer |  | 6.22 | 1.68 | 1.5 | 1.84 | 2.88 | 4.3 | 1.47 | 0.42 | [5 empty] | 0.5 |  |  |  | 0.94 |  | 0.11 | 21.86 | 28
Supply | Electrolyser | TWh | 57.56 | 12.26 | 68.31 | 88.87 | 12.93 | 23.3 | 0.93 | 32.83 |  |  |  | 36.92 |  | 50.48 | 0.3 |  |  | 7.57 | 5.34 |  | 397.6 | 389 | 54.44% | 36.09%
| Imports |  | 234.36 | 63.02 | 3.05 | 5.49 | 40.43 | 20.85 | 34.85 | -3.66 |  |  |  | -14.61 |  | -28.74 | -178.17 |  |  | 0.08 | -2.75 | 1.6 | 175.8 | 487 | 24.07% | 45.18% | 38.97%
| Steam CH4 reformer |  | 54.26 | 14.47 | 12.97 | 12.52 | 7.68 | 36.11 | 12.77 | 2.08 | [5 empty] | 2.2 |  |  |  | 1.56 |  | 0.34 | 156.96 | 202 | 21.49% | 18.74%
| Total |  | 346.18 | 89.75 | 84.33 | 106.88 | 61.04 | 80.26 | 48.55 | 31.25 |  |  |  | 22.31 |  | 23.94 | -177.87 |  |  | 9.21 | 2.59 | 1.94 | 730.36 | 1078
| Electrlyoser % |  | 16.63% | 13.66% | 81% | 83.15% | 21.18% | 29.03% | 1.916% | 105.1% |  |  |  | 165.5% |  | 210.9%
Demand | E-diesel | TWh | 45.54 | 18.02 |  | 13.45 | 8.25 | 6.31 | 5.14 | 2.14 |  |  |  | 5.47 |  | 3.2 |  |  |  | 0.51 | 0.52 | 0.35 | 108.9
| E-kerosene |  | 46.09 | 17.94 |  | 13.17 | 7.57 | 6.29 | 5.11 | 2.13 |  |  |  | 5.43 |  | 3.18 |  |  |  | 0.49 | 0.52 | 0.35 | 108.27
| H2 boiler |  | 6.56 |  | 0.07 | 0.05 | 0.07 |  | 0.05 | 0.31 | [9 empty] | 0.01 | 0.01 | 0.01 | 7.14
| H2P |  | 2.03 | 0.01 |  |  | 0.03 | 1.38 | 0.08 | [13 empty] | 3.53
| Native |  | 205.68 | 38.98 | 84.4 | 70.95 | 36.81 | 61.2 | 33.7 | 25.01 |  |  |  | 6.78 |  | 14.91 |  |  |  | 7.54 | 1.1 | 0.94 | 588
| SNG |  | 39.17 | 14.76 |  | 11.69 | 8.3 | 4.96 | 4.45 | 1.78 |  |  |  | 4.92 |  | 2.66 |  |  |  | 0.49 | 0.45 | 0.29 | 93.92
| Total |  | 345.07 | 89.71 | 84.47 | 109.31 | 61.03 | 80.14 | 48.53 | 31.37 |  |  |  | 22.6 |  | 23.95 | 0 |  |  | 9.04 | 2.6 | 1.94 | 909.76
| Native share |  | 59.61% | 43.45% | 99.92% | 64.91% | 60.31% | 76.37% | 69.44% | 79.73% |  |  |  | 30% |  | 62.25% |  |  |  | 83.41% | 42.31% | 48.45% | 64.63%
| Demand share [1] | [8 empty] | 7.175% | 12.02% | 63.18% | 17.62% | 60.24% | 39.76%
Model inputs | Electrolyser capacity [2] | MW | 21030 | 4180 | 19070 | 48000 | 5240 | 8230 | 370 | 670.8467 | 1124.0966 | 5907.7694 | 1647.2873 | 7288.9916 | 4811.0084 | 15300 |  |  |  | 2280 | 1450 | 0 | 146600
| Normalized demand |  | 17215.6187 | 4475.6518 | 4214.227 | 5453.5001 | 3044.8002 | 3998.2023 | 2421.1724 | 112.2901 | 188.1577 | 988.8761 | 275.7323 | 679.2129 | 448.3061 | 1194.8708 |  |  |  | 451.0076 | 129.7146 | 96.787 | 45388.1279
| Average supply |  | 6570.7763 | 1399.5434 | 7797.9452 | 10144.9772 | 1476.0274 | 2659.8174 | 106.1644 | 268.8924 | 450.5664 | 2367.9837 | 660.2745 | 2538.8653 | 1675.7465 | 5762.5571 |  |  |  | 864.1553 | 609.589 | 0
Storage | Source | H2 STORAGES.xlsx
| Year | 2035
| Scenario | All
| Disclaimers | H2 STORAGES.xlsx shows cost units inconsistently, but expected units (MWh) are used for all values.
Plexos result file specifies load as discharge and generation (power in H2 storages.xlsx) as charge
| Selection | It is unclear if max (dis)charge or max (dis)charge expansion values should be used. Plexos output file contains contradictory information: (1) only max (dis)charge values are reach on hourly bais,
(2) installed capacities are orders of magnitude larger. Given flexibility shortage in NEBB, the latter is chosen. Even if these are not the TYNDP values, they still provide legitimate basis.
| Destination file | \north_european_model\input\capacity\TYNDP-2024-capacities.xlsx
|  |  | DE | FR | UK | ES | PL | NL | BE | SE01 | SE02 | SE03 | SE04 | DKW1 | DKE1 | FI | NOM1 | NON1 | NOS0 | LT | LV | EE | NEBB
Zone 1 | Capacity | GWh | 77.9618 | 13.2881 | 12.6856 | 16.9732 | 20.0927 | 20.837 | 14.3202 | 4.7021 |  |  |  | 0.97432 |  | 6.4012 |  |  |  | 4.0337 | 0.52988 | 0.36564 | 193.1653
| Max power | MW | 3248.408 | 553.6697 | 528.5651 | 707.2161 | 837.1952 | 868.2087 | 596.6735 | 195.9193 |  |  |  | 40.5966 |  | 266.7168 |  |  |  | 168.0712 | 22.0784 | 15.2351 | 8048.5537
Zone 2 | Capacity | GWh | 718.5 | 2315.6999 | 0 | 575 | 4.8846 | 250 | 0 | 0 |  |  |  | 116 |  | 0 |  |  |  | 0 | 150 | 0 | 4130.0845
| Max capacity | GWh | 13913 | 2315.6999 | 1583.2053 | 575 | 63.5 | 625 | 4327.5998 | 280.9542 |  |  |  | 230 |  | 1533.585 |  |  |  | 399.3665 | 1445.1879 | 327.782 | 27619.8806
| Max charge | MW | 1398.75 | 333.3333 | 0 | 5916.6667 | 41.6667 | 1000 | 0 | 0 |  |  |  | 395.8333 |  | 0 |  |  |  | 0 | 312.5 | 0 | 9398.75
| Max charge expansion | MW | 30020.8333 | 1666.6667 | 3276.0417 | 5916.6667 | 291.6667 | 7250 | 3395.4733 | 1105.6067 |  |  |  | 1200 |  | 1094.206 |  |  |  | 284.9462 | 625 | 233.8709 | 56360.9782
| Max discharge | MW | 1232.5 | 333.3333 | 0 | 2958.3333 | 41.6667 | 1000 | 0 | 0 |  |  |  | 131.6667 |  | 0 |  |  |  | 0 | 187.5 | 0 | 5885
| Max discharge expansion | MW | 10020.8333 | 1666.6667 | 2340.0537 | 2958.3333 | 270.8333 | 7250 | 2024.8656 | 758.3333 |  |  |  | 1200 |  | 815.9722 |  |  |  | 168.0555 | 241.2634 | 163.9785 | 29879.1889 | Warning - number of countries have H2 storage charge capacities larger than electrolyser ones.
| Normalized charge | MW | 28390.7922 | 4725.4046 | 3230.6801 | 1173.3419 | 129.5778 | 1275.3716 | 8830.8767 | 41.1343 | 68.9262 | 362.2465 | 101.0066 | 282.7266 | 186.6102 | 3129.4252 | 0 | 0 | 0 | 814.9452 | 2949.0425 | 668.8701
| Normalized discharge | MW | 15051.0845 | 2505.1243 | 1712.7116 | 622.035 | 68.6943 | 676.125 | 4681.5978 | 21.8069 | 36.5405 | 192.0412 | 53.5476 | 149.8846 | 98.9294 | 1659.0324 | 0 | 0 | 0 | 432.0348 | 1563.4044 | 354.5946
| Charge/discharge |  | 1.1349 | 1 |  | 2 | 1 | 1 | [5 empty] | 3.0063 | [6 empty] | 1.6667 |  | 1.5971
| Charge/discharge expansion |  | 2.9958 | 1 | 1.4 | 2 | 1.0769 | 1 | 1.6769 | 1.4579 |  |  |  | 1 |  | 1.341 |  |  |  | 1.6955 | 2.5905 | 1.4262 | 1.8863
Zone 1 | (Dis)charge | d | 1
Zone 2 | Charge | d | 20.4189
| Discharge | d | 38.5161
Storage | Source | MMStandardOutputFile_DE2035_Plexos_CY2009_H2_v11_SoS.xlsb
| Disclaimer | Charge and discharge values are identical for installed capacity and differ by 0.6% for annual output. Thus, only charge rates are collected.
| Warning | Cannot make sence of installed capacity values. Let's not use them untill understanding is gained.
|  |  | DE | FR | UK | ES | PL | NL | BE | SE01 | SE02 | SE03 | SE04 | DKW1 | DKE1 | FI | NOM1 | NON1 | NOS0 | LT | LV | EE | NEBB
Zone 1 | Annual output | GWh | 7074.118 | 1638.353 | 1506.099 | 2572.881 | 1304.629 | 1723.492 | 1484.72 | 625.562 | [5 empty] | 815.407 |  |  |  | 216.723 | 75.244 |  | 19037.228
| Installed capacity | MW | 77960 | 13290 | 12690 | 16970 | 20090 | 20840 | 14320 | 4700 | [6 empty] | 6400 |  |  | 4030 | 530 | 370 | 192190
Zone 2 | Annual output | GWh | 4417.479 | 1402.338 |  | 27256.37 | 776.816 | 23538.58 | [12 empty] | 899.204 |  | 58290.787
| Installed capacity | MW | 718500 | 2315700 |  | 1150000 | 48315 | 875000 | [12 empty] | 150000 |  | 5257515
|  |  | Zone 1 | Zone 2
Storage only supply duration |  | d | 17.4763 | 53.5114
Full discharge duration |  | d | 4.1273 | 0.46196 | Geological storage cannot be discharged in half a day
Annual output / storage capacity |  | cycles | 98.5541 | 1.9509 | Values plausible
Annual output / installed capacity |  | h | 99.0542 | 11.0871 | Would zone 2 discharge work just 11 hours?
Result visibility
|  |  | DE | FR | UK | ES | PL | NL | BE | SE01 | SE02 | SE03 | SE04 | DKW1 | DKE1 | FI | NOM1 | NON1 | NOS0 | LT | LV | EE
| Plot Y-axis ranges | GW | 200 | 120 | 160 | 120 | 60 | 80 | 24 | 3.2287 | 5.4101 | 28.4331 | 7.9281 | 36.1438 | 23.8562 | 60 |  |  |  | 10 | 2 | 3.2
| Zone 1 power share |  | 3.285% | 1.166% | 4.874% | 8.454% | 2.46% | 3.325% | 0.4424% | 8.328% | 8.328% | 8.328% | 8.328% | 7.024% | 7.024% | 9.604% |  |  |  | 8.642% | 30.48% | 0%
E-fuels | Source | MMStandardOutputFile_DE2035_Plexos_CY2009_Heat_SynthFuels_v11_SoS.xlsb
| Disclaimers | No installed capacity values - just max use. All e-fuel production occurs in zone 2.
|  |  | DE | FR | UK | ES | PL | NL | BE | SE01 | SE02 | SE03 | SE04 | DKW1 | DKE1 | FI | NOM1 | NON1 | NOS0 | LT | LV | EE | NEBB
Max | E-diesel | MW Synfuel | 4209 | 1583 |  | 1250 | 893 | 531 | 479 | 190 |  |  |  | 527 |  | 284 |  |  |  | 53 | 49 | 32 | 10080
| E-kerosene |  | 4199 | 1578 |  | 1247 | 891 | 531 | 477 | 189 |  |  |  | 526 |  | 284 |  |  |  | 53 | 49 | 32 | 10056
| SNG |  | 3428 | 1288 |  | 1018 | 726 | 433 | 390 | 155 |  |  |  | 429 |  | 232 |  |  |  | 43 | 39 | 26 | 8207
Sum | E-diesel | GWh Synfuel | 33505.997 | 12976.596 |  | 9681.332 | 5940.576 | 4540.451 | 3702.142 | 1537.592 |  |  |  | 3934.238 |  | 2298.542 |  |  |  | 368.248 | 377.069 | 254.728 | 79117.511
| E-kerosene |  | 33188.48 | 12913.062 |  | 9482.194 | 5456.592 | 4535.626 | 3677.829 | 1526.364 |  |  |  | 3907.321 |  | 2286.766 |  |  |  | 356.331 | 373.89 | 253.666 | 77958.121
| SNG |  | 29768.708 | 11211.665 |  | 8883.774 | 6296.975 | 3768.536 | 3386.749 | 1351.29 |  |  |  | 3733.305 |  | 2022.565 |  |  |  | 372.919 | 338.703 | 226.153 | 71361.342

## Transmission - El.
Sources |  | [1] Electricity and Hydrogen Reference Grid & Investment Candidates.xlsx, [2] MMStandardOutputFile_DE2035_Plexos_CY2009_H2_v11_SoS, [4] additional-lines1.xlsx
Destination |  | [3] TYNDP-2020-Scenario-Datafile.xlsx
Ordered by |  | decreasing population of countries of node 1 first and then node 2
Extra color |  | nodes that are not modeled themselves but are within countries modeled in NEBB
Terminology |  | Dirrection: dir 1 /export - from node 1 to node 2, dir 2 / import - from node 2 to node 1. Note that import capacity values to be coppied to destination file have to be negative. Electricity transmision investment candidate types according to methodology report: - "Real" projects have been investigated in the previous TYNDP cycle, are usually expected to be commissioned in a nearer future, have more certain technical and economic characteristics. - "Concept" projects are expected to be commissioned after 2040, have less certain technical and economic parameters, adds incremental capacity to borders with already existing transmission capacity. No explicit definition of "year", but from the context it seems to refer to a year of expected project commissioning. Units used: MW.
Investment candidates |  | Subset of realized investment candidates is determined from hourly transfer profiles in Plexos result file (transmission lines that never used are likely not built)
TYNDP colsultation round does not change list of investment candidates or their capacities (at least for NEBB countries)
Destination file |  | \north_european_model\input\TYNDP-2020-Scenario-Datafile.xlsx
Reference grid in 2030 [1] | [5 empty] | Aggregated for modeled nodes | [6 empty] | With investment candidates |  |  |  | Comparison of TYNDP rounds
|  | Pre-consult. |  | Post-consult. |  |  |  | Pre-consult. |  | Post-consult. | [7 empty] | 2020 [3]+[4] |  |  | 2024 - 2020
Node 1 | Node 2 | Dir 1 | Dir 2 | Dir 1 | Dir 2 | Node 1 | Node 2 | Dir 1 | Dir 2 | Dir 1 | Dir 2 |  | Line | Export | Import |  | Node 1 | Node 2 | Export | Import | Export | Import
DE00 | DEKF |  |  | 400 | 400 | DE00 | FR00 |  |  | 4800 | 4800 |  | DE00-FR00 | 4800 | -4800 |  | DE00 | FR00 | 3000 | -3000 | 1800 | 1800
DE00 | FR00 |  |  | 4800 | 4800 | DE00 | UK00 |  |  | 1400 | 1400 |  | DE00-UK00 | 2800 | -2800 |  | DE00 | UK00 | 0 | 0 | 2800 | 2800
DE00 | UK00 |  |  | 1400 | 1400 | DE00 | PL00 |  |  | 2000 | 3000 |  | DE00-PL00 | 2000 | -3000 |  | DE00 | PL00 | 2000 | -3000 | 0 | 0
DE00 | PL00I |  |  | 2000 | 0 | DE00 | NL00 |  |  | 5000 | 5000 |  | DE00-NL00 | 6000 | -6000 |  | DE00 | NL00 | 5000 | -5000 | 1000 | 1000
DE00 | PL00E |  |  | 0 | 3000 | DE00 | BE00 |  |  | 1000 | 1000 |  | DE00-BE00 | 1000 | -1000 |  | DE00 | BE00 | 1000 | -1000 | 0 | 0
DE00 | NL00 |  |  | 5000 | 5000 | DE00 | SE04 |  |  | 1315 | 1315 |  | DE00-SE04 | 2015 | -2015 |  | DE00 | SE04 | 615 | -615 | 1400 | 1400
DE00 | BE00 |  |  | 1000 | 1000 | DE00 | DKE1 | 2200 | 2200 | 1000 | 1000 |  | DE00-DKE1 | 1500 | -1500 |  | DE00 | DKE1 | 600 | -585 | 900 | 915
DE00 | SE04 |  |  | 1315 | 1315 | DE00 | DKW1 |  |  | 3500 | 3500 |  | DE00-DKW1 | 3500 | -3500 |  | DE00 | DKW1 | 3500 | -3500 | 0 | 0
DEKF | DKKF |  |  | 400 | 400 | DE00 | NOS0 |  |  | 1400 | 1400 |  | DE00-NOS0 | 1400 | -1400 |  | DE00 | NOS0 | 1400 | -1400 | 0 | 0
DE00 | DKBH | 2000 | 2000 |  |  | FR00 | UK00 |  |  | 5600 | 5600 |  | FR00-UK00 | 5600 | -5600 |  | FR00 | UK00 | 4000 | -4000 | 1600 | 1600
DE00 | DKE1 |  |  | 600 | 600 | FR00 | ES00 |  |  | 5000 | 5000 |  | FR00-ES00 | 8000 | -8000 |  | FR00 | ES00 | 2800 | -2800 | 5200 | 5200
DE00 | DKW1 |  |  | 3500 | 3500 | FR00 | BE00 |  |  | 4300 | 2800 |  | FR00-BE00 | 5300 | -3800 |  | FR00 | BE00 | 650 | -1800 | 4650 | 2000
DE00 | NOS0 |  |  | 1400 | 1400 | UK00 | NL00 | 1800 | 1800 | 1000 | 1000 |  | UK00-NL00 | 1000 | -1000 |  | UK00 | NL00 | 1000 | -1000 | 0 | 0
FR00 | UK00 |  |  | 5600 | 5600 | UK00 | BE00 | 1400 | 1400 | 1000 | 1000 |  | UK00-BE00 | 1000 | -1000 |  | UK00 | BE00 | 1000 | -1000 | 0 | 0
FR00 | ES00 |  |  | 5000 | 5000 | UK00 | DKW1 |  |  | 1400 | 1400 |  | UK00-DKW1 | 2800 | -2800 |  | UK00 | DKW1 | 1400 | -1400 | 1400 | 1400
FR00 | BE00 |  |  | 4300 | 2800 | UK00 | NOS0 |  |  | 1400 | 1400 |  | UK00-NOS0 | 1400 | -1400 |  | UK00 | NOS0 | 1400 | -1400 | 0 | 0
UK00 | UKNI |  |  | 450 | 400 | PL00 | SE04 |  |  | 600 | 600 |  | PL00-SE04 | 600 | -600 |  | PL00 | SE04 | 600 | -600 | 0 | 0
UK00 | NL00 |  |  | 1000 | 1000 | PL00 | LT00 |  |  | 700 | 700 |  | PL00-LT00 | 700 | -700 |  | PL00 | LT00 | 500 | -500 | 200 | 200
UK00 | NLLL | 1800 | 1800 |  |  | NL00 | BE00 |  |  | 3400 | 3400 |  | NL00-BE00 | 4400 | -4400 |  | NL00 | BE00 | 2400 | -2400 | 2000 | 2000
UK00 | BE00 |  |  | 1000 | 1000 | NL00 | DKW1 |  |  | 700 | 700 |  | NL00-DKW1 | 700 | -700 |  | NL00 | DKW1 | 700 | -700 | 0 | 0
UK00 | BEOF | 1400 | 1400 |  |  | NL00 | NOS0 |  |  | 700 | 700 |  | NL00-NOS0 | 700 | -700 |  | NL00 | NOS0 | 700 | -700 | 0 | 0
UK00 | DKW1 |  |  | 1400 | 1400 | SE01 | SE02 |  |  | 3300 | 3300 |  | SE01-SE02 | 3300 | -3300 |  | SE01 | SE02 | 3300 | -3300 | 0 | 0
UK00 | NOS0 |  |  | 1400 | 1400 | SE02 | SE03 |  |  | 7300 | 7300 |  | SE02-SE03 | 9300 | -9300 |  | SE02 | SE03 | 8100 | -8100 | 1200 | 1200
PL00 | PL00E |  |  | 3000 | 0 | SE03 | SE04 |  |  | 6200 | 2800 |  | SE03-SE04 | 6200 | -2800 |  | SE03 | SE04 | 7200 | -3600 | -1000 | -800
PL00I | PL00 |  |  | 3000 | 0 | SE04 | DKE1 |  |  | 1300 | 1700 |  | SE04-DKE1 | 1800 | -2200 |  | SE04 | DKE1 | 1300 | -1700 | 500 | 500
PL00 | SE04 |  |  | 600 | 600 | SE03 | DKW1 |  |  | 715 | 715 |  | SE03-DKW1 | 1415 | -1415 |  | SE03 | DKW1 | 680 | -740 | 735 | 675
PL00 | DKE1 |  |  | 0 | 0 | SE01 | FI00 |  |  | 2000 | 2000 |  | SE01-FI00 | 4500 | -4400 |  | SE01 | FI00 | 2000 | -2000 | 2500 | 2400
PL00 | LT00 |  |  | 700 | 700 | SE03 | FI00 |  |  | 1200 | 1200 |  | SE03-FI00 | 1700 | -1700 |  | SE03 | FI00 | 700 | -1200 | 1000 | 500
NL00 | NLLL | 2000 | 2000 |  |  | SE01 | NON1 |  |  | 600 | 700 |  | SE01-NON1 | 600 | -700 |  | SE01 | NON1 | 600 | -700 | 0 | 0
NL00 | BE00 |  |  | 3400 | 3400 | SE02 | NON1 |  |  | 300 | 250 |  | SE02-NON1 | 300 | -250 |  | SE02 | NON1 | 300 | -250 | 0 | 0
NL00 | DKW1 |  |  | 700 | 700 | SE02 | NOM1 |  |  | 1000 | 600 |  | SE02-NOM1 | 1000 | -600 |  | SE02 | NOM1 | 1000 | -600 | 0 | 0
NL00 | NOS0 |  |  | 700 | 700 | SE03 | NOS0 |  |  | 2095 | 2145 |  | SE03-NOS0 | 2095 | -2145 |  | SE03 | NOS0 | 2095 | -2145 | 0 | 0
NL00 | DKNS | 0 | 0 |  |  | SE04 | LT00 |  |  | 700 | 700 |  | SE04-LT00 | 1300 | -1300 |  | SE04 | LT00 | 700 | -700 | 600 | 600
BE00 | BEOF | 1400 | 1400 |  |  | DKE1 | DKW1 |  |  | 600 | 590 |  | DKE1-DKW1 | 600 | -590 |  | DKE1 | DKW1 | 600 | -590 | 0 | 0
BEOF | DKNS | 0 | 0 |  |  | DKW1 | NOS0 |  |  | 1632 | 1632 |  | DKW1-NOS0 | 1632 | -1632 |  | DKW1 | NOS0 | 1640 | -1640 | -8 | -8
SE01 | SE02 |  |  | 3300 | 3300 | FI00 | EE00 |  |  | 1016 | 1016 |  | FI00-EE00 | 1716 | -1716 |  | FI00 | EE00 | 1000 | -1016 | 716 | 700
SE02 | SE03 |  |  | 7300 | 7300 | NOM1 | NON1 |  |  | 350 | 1300 |  | NOM1-NON1 | 350 | -1300 |  | NOM1 | NON1 | 1300 | -1300 | -950 | 0
SE03 | SE04 |  |  | 6200 | 2800 | NOM1 | NOS0 |  |  | 800 | 600 |  | NOM1-NOS0 | 800 | -600 |  | NOM1 | NOS0 | 1400 | -1400 | -600 | -800
SE04 | DKE1 |  |  | 1300 | 1700 | LT00 | LV00 |  |  | 950 | 950 |  | LT00-LV00 | 950 | -950 |  | LT00 | LV00 | 950 | -950 | 0 | 0
SE03 | DKW1 |  |  | 715 | 715 | LV00 | EE00 |  |  | 879 | 950 |  | LV00-EE00 | 879 | -950 |  | LV00 | EE00 | 900 | -1100 | -21 | -150
SE01 | FI00 |  |  | 2000 | 2000 |  |  |  |  | 80152 | 77163 |  |  | 97652 | -94563 |  |  |  | 70030 | -69431 | 27622 | 25132
SE02 | FI00 |  |  | 0 | 0
SE03 | FI00 |  |  | 1200 | 1200
SE03 | NOS0 |  |  | 2095 | 2145
SE02 | NOM1 |  |  | 1000 | 600
SE02 | NON1 |  |  | 300 | 250
SE01 | NON1 |  |  | 600 | 700
SE04 | LT00 |  |  | 700 | 700
DKE1 | DKW1 |  |  | 600 | 590
DKE1 | DKKF |  |  | 600 | 600
DKNS | DKW1 | 0 | 0
DKBH | DKE1 | 1200 | 1200
DKW1 | NOS0 |  |  | 1632 | 1632
FI00 | NON1 |  |  | 0 | 0
FI00 | EE00 |  |  | 1016 | 1016
NOM1 | NON1 |  |  | 350 | 1300
NOM1 | NOS0 |  |  | 800 | 600
LT00 | LV00 |  |  | 950 | 950
LV00 | EE00 |  |  | 879 | 950
|  | 9800 | 9800 | 87602 | 78563
Investment candidates [1] | [5 empty] | Relevant candidates (year <=2035) | [6 empty] | Non-zero use [3]
Node 1 | Node 2 | Type | Year | Dir 1 | Dir 2 | Node 1 | Node 2 | Type | Year | Dir 1 | Dir 2 |  |  |  | Max | Min
DE00 | FR00 | Concept 1 | 2040 | 1000 | 1000 | DE00 | UK00 | Real 1 | 2030 | 1400 | 1400 |  | DE00-UK00 Real 1 |  | 1400 | -1400
DE00 | FR00 | Concept 2 | 2040 | 1000 | 1000 | DE00 | NL00 | Real 1 | 2035 | 1000 | 1000 |  | DE00-NL00 Real 1 |  | 1000 | -1000
DE00 | UK00 | Real 1 | 2030 | 1400 | 1400 | DE00 | NL00 | Concept 1 | 2030 | 1000 | 1000 |  | DE00-SE04 Real 1 |  | 700 | -700
DE00 | PL00 | Concept 1 | 2040 | 2000 | 2000 | DE00 | BE00 | Concept 1 | 2030 | 1000 | 1000 |  | DE00-DKE1 Concept 1 |  | 157 | -157
DE00 | PL00 | Concept 2 | 2040 | 2000 | 2000 | DE00 | SE04 | Real 1 | 2035 | 700 | 700 |  | ES00-FR00 Real 1 |  | 1500 | -1500
DE00 | NL00 | Real 1 | 2035 | 1000 | 1000 | DE00 | DKE1 | Concept 1 | 2030 | 500 | 500 |  | ES00-FR00 Real 2 |  | 1500 | -1500
DE00 | NL00 | Concept 1 | 2030 | 1000 | 1000 | DE00 | DKE1 | Concept 2 | 2030 | 500 | 500 |  | BE00-FR00 Real 1 |  | 1000 | -1000
DE00 | NL00 | Concept 2 | 2040 | 1000 | 1000 | FR00 | UK00 | Real 1 | 2035 | 1250 | 1250 |  | DKW1-UK00 Real 1 |  | 335 | -335
DE00 | BE00 | Real 1 | 2040 | 1000 | 1000 | FR00 | ES00 | Real 1 | 2030 | 1500 | 1500 |  | BE00-NL00 Real 2 |  | 1000 | -1000
DE00 | BE00 | Concept 1 | 2030 | 1000 | 1000 | FR00 | ES00 | Real 2 | 2030 | 1500 | 1500 |  | SE02-SE03 Real 1 |  | 2000 | -1354
DE00 | BE00 | Concept 2 | 2040 | 1000 | 1000 | FR00 | BE00 | Real 1 | 2030 | 1000 | 1000 |  | DKE1-SE04 Concept 3 |  | 394 | -394
DE00 | SE04 | Real 1 | 2035 | 700 | 700 | UK00 | NL00 | Concept 1 | 2030 | 1000 | 1000 |  | DKW1-SE03 Real 1 |  | 700 | -700
DE00 | SE04 | Concept 1 | 2040 | 500 | 500 | UK00 | NL00 | Concept 2 | 2030 | 1000 | 1000 |  | FI00-SE01 Concept 1 |  | 671 | -671
DE00 | SE04 | Concept 2 | 2040 | 500 | 500 | UK00 | BE00 | Real 1 | 2035 | 1400 | 1400 |  | FI00-SE01 Real 1 |  | 800 | -800
DE00 | SE04 | Concept 3 | 2040 | 500 | 500 | UK00 | DKW1 | Real 1 | 2035 | 1400 | 1400 |  | FI00-SE01 Real 2 |  | 900 | -800
DE00 | SE04 | Concept 4 | 2040 | 500 | 500 | NL00 | BE00 | Real 1 | 2035 | 1000 | 1000 |  | FI00-SE03 Concept 1 |  | 500 | -500
DE00 | SE04 | Concept 5 | 2040 | 500 | 500 | NL00 | BE00 | Real 2 | 2035 | 1000 | 1000 |  | LT00-SE04 Real 1 |  | 600 | -600
DE00 | SE04 | Concept 6 | 2040 | 500 | 500 | NL00 | BE00 | Concept 1 | 2030 | 1000 | 1000 |  | EE00-FI00 Real 1 |  | 687 | -687
DE00 | DKE1 | Concept 1 | 2030 | 500 | 500 | NL00 | BE00 | Concept 2 | 2030 | 1000 | 1000 |  |  |  | 15844 | -15098
DE00 | DKE1 | Concept 2 | 2030 | 500 | 500 | SE02 | SE03 | Real 1 | 2035 | 2000 | 2000
DE00 | DKE1 | Concept 3 | 2040 | 500 | 500 | SE03 | DKW1 | Real 1 | 2035 | 700 | 700
DE00 | DKE1 | Concept 4 | 2040 | 500 | 500 | SE04 | DKE1 | Concept 3 | 2030 | 500 | 500
DE00 | DKE1 | Concept 5 | 2040 | 500 | 500 | SE03 | DKW1 | Concept 1 | 2030 | 500 | 500
DE00 | DKE1 | Concept 6 | 2040 | 500 | 500 | SE03 | DKW1 | Concept 2 | 2030 | 500 | 500
DE00 | DKW1 | Concept 1 | 2040 | 2000 | 2000 | SE03 | DKW1 | Concept 3 | 2030 | 500 | 500
DE00 | NOS0 | Concept 1 | 2040 | 1000 | 1000 | SE03 | DKW1 | Concept 4 | 2030 | 500 | 500
DE00 | NOS0 | Concept 2 | 2040 | 1000 | 1000 | SE03 | DKW1 | Concept 5 | 2035 | 500 | 500
FR00 | UK00 | Real 1 | 2035 | 1250 | 1250 | SE03 | DKW1 | Concept 6 | 2035 | 500 | 500
FR00 | UK00 | Concept 1 | 2040 | 1300 | 1300 | SE01 | FI00 | Real 1 | 2035 | 800 | 800
FR00 | UK00 | Concept 2 | 2040 | 1300 | 1300 | SE01 | FI00 | Real 2 | 2030 | 900 | 800
FR00 | ES00 | Real 1 | 2030 | 1500 | 1500 | SE01 | FI00 | Concept 1 | 2030 | 800 | 800
FR00 | ES00 | Real 2 | 2030 | 1500 | 1500 | SE02 | FI00 | Concept 1 | 2030 | 500 | 500
FR00 | ES00 | Concept 1 | 2040 | 1500 | 1500 | SE03 | FI00 | Concept 1 | 2030 | 500 | 500
FR00 | ES00 | Concept 2 | 2040 | 1500 | 1500 | SE04 | LT00 | Real 1 | 2030 | 600 | 600
FR00 | BE00 | Real 1 | 2030 | 1000 | 1000 | SE03 | LV00 | Real 1 | 2035 | 500 | 500
FR00 | BE00 | Concept 1 | 2040 | 1000 | 1000 | DKE1 | DKW1 | Concept 1 | 2030 | 600 | 600
FR00 | BE00 | Concept 2 | 2040 | 1000 | 1000 | FI00 | EE00 | Real 1 | 2035 | 700 | 700
UK00 | NL00 | Concept 1 | 2030 | 1000 | 1000 | FI00 | EE00 | Concept 1 | 2030 | 700 | 700
UK00 | NL00 | Concept 2 | 2030 | 1000 | 1000 | LT00 | LV00 | Concept 1 | 2030 | 500 | 500
UK00 | BE00 | Real 1 | 2035 | 1400 | 1400 | LT00 | LV00 | Concept 2 | 2030 | 500 | 500
UK00 | BE00 | Concept 1 | 2040 | 2000 | 2000 | LT00 | LV00 | Concept 3 | 2030 | 500 | 500
UK00 | DKW1 | Real 1 | 2035 | 1400 | 1400 | LV00 | EE00 | Real 1 | 2035 | 1000 | 1000
UK00 | NOS0 | Concept 1 | 2040 | 1000 | 1000 | LV00 | EE00 | Concept 1 | 2030 | 1000 | 1000
UK00 | NOS0 | Concept 2 | 2040 | 1000 | 1000 | [5 empty] | 36450 | 36350
PL00 | SE04 | Concept 1 | 2040 | 500 | 500
PL00 | SE04 | Concept 2 | 2040 | 500 | 500
NL00 | BE00 | Real 1 | 2035 | 1000 | 1000
NL00 | BE00 | Real 2 | 2035 | 1000 | 1000
NL00 | BE00 | Concept 1 | 2030 | 1000 | 1000
NL00 | BE00 | Concept 2 | 2030 | 1000 | 1000
NL00 | DKW1 | Concept 1 | 2040 | 1000 | 1000
NL00 | DKW1 | Concept 2 | 2040 | 1000 | 1000
NL00 | NOS0 | Concept 1 | 2040 | 1000 | 1000
NL00 | NOS0 | Concept 2 | 2040 | 1000 | 1000
SE02 | SE03 | Real 1 | 2035 | 2000 | 2000
SE02 | SE03 | Real 2 | 2040 | 1000 | 1000
SE01 | SE02 | Concept 1 | 2040 | 1000 | 1000
SE01 | SE02 | Concept 2 | 2040 | 1000 | 1000
SE02 | SE03 | Concept 1 | 2040 | 1000 | 1000
SE02 | SE03 | Concept 2 | 2040 | 1000 | 1000
SE03 | SE04 | Concept 1 | 2040 | 1000 | 1000
SE03 | SE04 | Concept 2 | 2040 | 1000 | 1000
SE03 | DKW1 | Real 1 | 2035 | 700 | 700
SE04 | DKE1 | Concept 1 | 2040 | 500 | 500
SE04 | DKE1 | Concept 2 | 2040 | 500 | 500
SE04 | DKE1 | Concept 3 | 2030 | 500 | 500
SE04 | DKE1 | Concept 4 | 2040 | 500 | 500
SE03 | DKW1 | Concept 1 | 2030 | 500 | 500
SE03 | DKW1 | Concept 2 | 2030 | 500 | 500
SE03 | DKW1 | Concept 3 | 2030 | 500 | 500
SE03 | DKW1 | Concept 4 | 2030 | 500 | 500
SE03 | DKW1 | Concept 5 | 2035 | 500 | 500
SE03 | DKW1 | Concept 6 | 2035 | 500 | 500
SE01 | FI00 | Real 1 | 2035 | 800 | 800
SE01 | FI00 | Real 2 | 2030 | 900 | 800
SE03 | FI00 | Real 1 | 2040 | 800 | 800
SE01 | FI00 | Concept 1 | 2030 | 800 | 800
SE01 | FI00 | Concept 2 | 2040 | 800 | 800
SE02 | FI00 | Concept 1 | 2030 | 500 | 500
SE02 | FI00 | Concept 2 | 2040 | 500 | 500
SE03 | FI00 | Concept 1 | 2030 | 500 | 500
SE03 | FI00 | Concept 2 | 2040 | 500 | 500
SE01 | FI00 | Concept 3 | 2040 | 800 | 800
SE02 | FI00 | Concept 3 | 2040 | 500 | 500
SE02 | FI00 | Concept 4 | 2040 | 500 | 500
SE03 | FI00 | Concept 3 | 2040 | 500 | 500
SE03 | FI00 | Concept 4 | 2040 | 500 | 500
SE02 | NOM1 | Concept 1 | 2040 | 500 | 500
SE02 | NOM1 | Concept 2 | 2040 | 500 | 500
SE01 | NON1 | Concept 1 | 2040 | 500 | 500
SE01 | NON1 | Concept 2 | 2040 | 500 | 500
SE02 | NON1 | Concept 1 | 2040 | 500 | 500
SE02 | NON1 | Concept 2 | 2040 | 500 | 500
SE03 | NOS0 | Concept 1 | 2040 | 500 | 500
SE03 | NOS0 | Concept 2 | 2040 | 500 | 500
SE03 | NOS0 | Concept 3 | 2040 | 500 | 500
SE03 | NOS0 | Concept 4 | 2040 | 500 | 500
SE04 | LT00 | Real 1 | 2030 | 600 | 600
SE04 | LT00 | Concept 1 | 2040 | 500 | 500
SE04 | LT00 | Concept 2 | 2040 | 500 | 500
SE03 | LV00 | Real 1 | 2035 | 500 | 500
DKE1 | DKW1 | Concept 1 | 2030 | 600 | 600
DKW1 | NOS0 | Concept 1 | 2040 | 1000 | 1000
DKW1 | NOS0 | Concept 2 | 2040 | 1000 | 1000
FI00 | NON1 | Concept 1 | 2040 | 500 | 500
FI00 | NON1 | Concept 2 | 2040 | 500 | 500
FI00 | EE00 | Real 1 | 2035 | 700 | 700
FI00 | EE00 | Concept 1 | 2030 | 700 | 700
FI00 | EE00 | Concept 2 | 2040 | 700 | 700
LT00 | LV00 | Concept 1 | 2030 | 500 | 500
LT00 | LV00 | Concept 2 | 2030 | 500 | 500
LT00 | LV00 | Concept 3 | 2030 | 500 | 500
LV00 | EE00 | Real 1 | 2035 | 1000 | 1000
LV00 | EE00 | Concept 1 | 2030 | 1000 | 1000
LV00 | EE00 | Concept 2 | 2040 | 1000 | 1000
Cumulative additions (MW)
DE | FR | 2000
DE | UK | 1400
DE | PO | 4000
DE | NL | 3000
DE | BE | 3000
DE | SE | 3700
DE | DK | 5000
DE | NO | 2000 | 24100
FR | UK | 3850
FR | ES | 6000
FR | BE | 3000
UK | NL | 2000
UK | BE | 15800
UK | DK | 1400
UK | NO | 2000
PL | SE | 1000
NL | BE | 4000 | 9000
SE | DK | 5700
SE | FI | 8900
SE | NO | 6600
SE | LV | 500 | 26400
DK | NO | 2000 | 14100
FI | NO | 1000
FI | EE | 2100 | 12000
LT | LV | 1500 | 1500
LV | EE | 3000 | 5100
92200

## Transmission - H2
Sources |  | [1] Electricity and Hydrogen Reference Grid & Investment Candidates.xlsx, [2] MMStandardOutputFile_DE2035_Plexos_CY2009_H2_v11_SoS
Destination |  | TYNDP-2020-Scenario-Datafile.xlsx
Color code |  | inputs used, inputs not used, derivatives used, illustrative derivatives, insignificant values
Ordered by |  | decreasing population of countries of node 1 first and then node 2
Terminology |  | Dirrection: dir 1 - from node 1 to node 2, dir 2 - from node 2 to node 1. No explicit definition of "year", but from the context it seems to refer to a year of expected project commissioning. Units used: MW.
Investment candidates |  | Capacity equal to its maximum use is added for Finnish line investment candidates because it constitutes only small fraction of whole candidate capacity. For other lines whole investment candidate capacity is added.
Nodal breakdown |  | Based on connections visible in https://www.h2inframap.eu/ the following is assumed: 1). DE-DK consist of DE-DKW1 and DKW1-DKWE1 of the same capacity 2). SE-FI line goes through north (FI-SE01) and extends to SE01-S02 with the same capacity 3). SE03-SE04 connection has the same capacity as FI-SE01 but is not connected to it
Destination file |  | \north_european_model\manual_additions\bb_input_addData1.xlsx
Reference grid 2030 [1] |  |  |  | Investment candidates [1] |  |  |  |  | Grid with candidates added |  |  |  | Nodal breakdown
Node 1 | Node 2 | Dir 1 | Dir 2 | Node 1 | Node 2 | Year | Dir 1 | Dir 2 | Node 1 | Node 2 | Dir 1 | Dir 2 | Node 1 | Node 2 | Dir 1 | Dir 2
DE | FR | 8000 | 8500 | DE | FR | 2030 | 2125 | 1625 | DE | FR | 8000 | 8500 | DE | FR | 8000 | 8500
DE | PL | 4170 | 8330 | DE | PL | 2030 | 833 | 0 | DE | PL | 4170 | 8330 | DE | PL | 4170 | 8330
DE | NL | 500 | 15630 | DE | PL | 2040 | 4464 | 1131 | DE | NL | 500 | 15630 | DE | NL | 500 | 15630
DE | BE | 3790 | 3790 | DE | NL | 2040 | 7467 | 7458 | DE | BE | 3790 | 3790 | DE | BE | 3790 | 3790
DE | DK | 2100 | 2100 | DE | NL | 2030 | 15333 | 208 | DE | DK | 7892 | 7892 | DE | DKW1 | 7892 | 7892
DE | IBFI | 21000 | 21000 | DE | BE | 2040 | 1208 | 1208 | DE | IBFI | 21000 | 21000 | DE | IBFI | 2040 | 1208
FR | ES | 9000 | 9000 | DE | DK | 2030 | 5792 | 5792 | FR | ES | 9000 | 9000 | FR | ES | 9000 | 9000
FR | BE | 4500 | 4500 | FR | BE | 2030 | 3833 | 3833 | FR | BE | 4500 | 4500 | FR | BE | 4500 | 4500
PL | LT | 4170 | 8330 | UK | BE | 2030 | 8333 | 8333 | UK | BE | 8333 | 8333 | UK | BE | 8333 | 8333
NL | BE | 2000 | 2000 | PL | LT | 2030 | 2980 | 0 | PL | LT | 4170 | 8330 | PL | LT | 4170 | 8330
SE | FI | 6750 | 6750 | NL | BE | 2030 | 6000 | 6000 | NL | BE | 8000 | 8000 | NL | BE | 8000 | 8000
SE | IBFI | 21000 | 21000 | NL | BE | 2040 | 2000 | 2000 | SE | FI | 7546 | 7899 | SE01 | SE02 | 7546 | 7899
FI | IBFI | 21000 | 21000 | FI | SE | 2030 | 10167 | 10167 | SE | IBFI | 21000 | 21000 | SE03 | SE04 | 7546 | 7899
FI | EE | 8330 | 4170 | FI | EE | 2030 | 0 | 4167 | FI | IBFI | 21000 | 21000 | SE01 | FI | 7546 | 7899
LT | LV | 4170 | 8330 | LT | LV | 2030 | 3733 | 0 | FI | EE | 8330 | 4205 | SE03 | IBFI | 21000 | 21000
LV | EE | 4170 | 8330 | LV | EE | 2040 | 1115 | 0 | LT | LV | 4170 | 8330 | DKW1 | DKE1 | 7892 | 7892
|  | 124650 | 152760 |  |  |  | 75.383 | 51.922 | LV | EE | 4170 | 8330 | FI | IBFI | 21000 | 21000
[13 empty] | FI | EE | 8330 | 4205
|  |  |  | Use of candidates [2] | [8 empty] | LT | LV | 4170 | 8330
[5 empty] | Min | Max | [6 empty] | LV | EE | 4170 | 8330
|  |  |  | DK-DE | -2283 | 3586
|  |  |  | BE-UK | -8333 | 8333
|  |  |  | BE-NL | -4836 | 5016
|  |  |  | FI-SE | -796 | 1149
|  |  |  | EE-FI | 0 | 35

## Other (non)RES
1. Figuring out what other (non)RES means
Need | As shown in Production sheet comparison section, TYNDP envisions majority of fossil capacity decomissioned while other RES and other non-RES capacity would stay largely the same. Given the expectation that other (non)RES is dispatchable, the envisioned changes would make other (non)RES large part of total dispatchable capacity. In normal conditions system is expected to have sufficient flexibility, which may be reached without other (non)RES. However, even in such case other (non)RES would represent siginificant flexibility margin, which would be of critical variable during disruption scenarios.
Documentation | NEBB: had other (non)RES capacities but no technology definitions and thus were not used in the model. TYNDP methodologoy report: "Minimum supply profile has been kept for other non-RES to translate CHP operation"; "For Other Non-RES, minimum supply at zero cost has been kept capturing CHP operation not directly linked to the wholesale market price." TYNDP result report glossary: other RES includes bio-fuels, marine, geothermal, waste, and any other small renewable technologies; other non-RES includes mainly CHP that is used in district heating & industry where fuel use can be gas, coal, lignite, and oil.
Profiles | To figure out how these capacities were used in TYNDP 2024, the Plexos output results were studied including profile statistics listed bellow and profile plots shown on the right.
Source | MMStandardOutputFile_DE2035_Plexos_CY2009_v11_SoS.xlsb (TYNDP 2024 Plexos result for Distributed Energy scenario year 2035 and climate year 2009)
Statistics of generation profiles
*Flat refers here to a profile with a certain value being present for most of the year without gradual variations.
|  | DE00 | FR00 | UK00 | ES00 | PL00 | NL00 | BE00 | SE01 | SE02 | SE03 | SE04 | DKE1 | DKW1 | FI00 | NOM1 | NON1 | NOS0 | LT00 | LV00 | EE00
Other RES | Capacity | 8564 | 2415 | 3053 | 1730 | 2183 | 415 | 615 | 199 | 744 | 2554 | 698 | 0 | 7 | 2625 | 0 | 0 | 0 | 210 | 159 | 168 | 26339
| Max | 5130 | 1391 | 2770 | 1049 | 1474 | 166 | 389 | 90 | 479 | 2137 | 531 |  | 3 | 1646 |  |  |  | 210 | 159 | 84 | 17708
| Ave | 5077.9112 | 1384.0747 | 2767.4172 | 852.1253 | 1167.4931 | 158.7736 | 287.3633 | 65.0863 | 290.9776 | 1306.2165 | 297.6538 |  | 1.8198 | 1180.6811 |  |  |  | 203.3733 | 159 | 83.7545
| Min | 0 | [6 empty] | 16 | [10 empty] | 159
| Flat* | Y | Y | Y | N | N | Y | N | N | N | N | N |  | Y | N |  |  |  | Y | Y | Y
Other non-RES | Capacity | 4825 | 2600 | 17361 | 3980 | 4678 | 3664 | 1594 | 0 | 0 | 0 | 0 | 0 | 0 | 133 | 20 | 195 | 50 | 107 | 0 | 135 | 39342
| Max | 4825 | 1651 | 17362 | 2477 | 2807 | 2785 | 1010 | [6 empty] | 85 | 20 | 195 | 50 | 107 |  | 23
| Ave | 24.2906 | 185.4217 | 5643.8988 | 24.9876 | 269.2936 | 531.4119 | 253.2357 | [6 empty] | 3.1133 | 0.80311 | 4.5324 | 5.7234 | 21.8832 |  | 3.8678
| Min | 0
| Flat* | Y | Y | ? | N | N | N | N | [6 empty] | N | Y | Y | Y | Y |  | Y
2. Accounting as flexible heat-to-power ratio industial CHP
Aims | Min Flat*: 1. Constant electricity production in normal conditions
2. Increased electricity production at higher prices
Account | Min Flat*: 1. Industrial CHP with high cost for lost load of industrial heat demand
2. CHP with flexible heat-to-power ratio (allows to increase electricity output at higher costs while keeping the same heat output) following methodology documented in backbone demo model for flexible CHP
| flexCHP-documentation sheet in inputData_demo-flexCHP.xlsx in | [6 empty] | Example models · Wiki · backbone / backbone · GitLab
Assumptions | Min Flat*: Fuels; 0 Y: other RES - biomass, other non-RES - coal
| Efficiencies | electric in backpressure mode - 0.3, electric in condencing mode - 0.4, total - 0.9
Demand
Assumptions | Min Flat*: Heat demand is based on average electricity demand in other res and other non-RES generators. Average is chosen becouse none of the profiles are strictly constant.
Heat to power ratio in condencing mode - 2
|  | DE00 | FR00 | UK00 | ES00 | PL00 | NL00 | BE00 | SE01 | SE02 | SE03 | SE04 | DKE1 | DKW1 | FI00 | NOM1 | NON1 | NOS0 | LT00 | LV00 | EE00
Average electric output |  | 5102.2018 | 1569.4965 | 8411.316 | 877.113 | 1436.7867 | 690.1854 | 540.599 | 65.0863 | 290.9776 | 1306.2165 | 297.6538 | 0 | 1.8198 | 1183.7944 | 0.80311 | 4.5324 | 5.7234 | 225.2565 | 159 | 87.6223 | 22256.1846
Industrial heat demand |  | 10204.4036 | 3138.9929 | 16822.6321 | 1754.226 | 2873.5735 | 1380.3709 | 1081.198 | 130.1726 | 581.9551 | 2612.4329 | 595.3077 | 0 | 3.6397 | 2367.5888 | 1.6062 | 9.0648 | 11.4469 | 450.513 | 318 | 175.2445 | 44512.3693
|  | 0.38107 | 0.31296 | 0.41204 | 0.15361 | 0.20941 | 0.1692 | 0.24473 | 0.32707 | 0.3911 | 0.51144 | 0.42644 |  | 0.25998 | 0.42922 | 0.040156 | 0.023243 | 0.11447 | 0.71059 | 1 | 0.28918 | 0.33885
Operation points [GW]
Assumptions | Min Flat*: Power-to-heat ratio flexibility is the same across all industrial CHP plants in modelled NEBB countries
Electricity capacity given for other (non)RES is maximum electricity generation with which all heat demand can still be supplied (i.e., point B)
Power output after maximum output in backpressure mode mode increase six times slower than heat output decreases (i.e., CD slope is six times smaller than that of OC)
Capacities for all NEBB countries
|  | Heat | Elec
| A | 44.512 | 22.256
| B | 44.512 | 65.681
| C | 105.9402 | 52.9701
| D | 0 | 70.6268
0.61998
Capacities
Destination file | Min Flat*: \north_european_model\manual_additions\bb_input_addData1.xlsx
|  | Point | DE00 | FR00 | UK00 | ES00 | PL00 | NL00 | BE00 | SE01 | SE02 | SE03 | SE04 | DKE1 | DKW1 | FI00 | NOM1 | NON1 | NOS0 | LT00 | LV00 | EE00
Other RES | Elec | B | 8564 | 2415 | 3053 | 1730 | 2183 | 415 | 615 | 199 | 744 | 2554 | 698 | 0 | 7 | 2625 | 0 | 0 | 0 | 210 | 159 | 168 | 26339
| Heat | C | 13813.3035 | 3895.2742 | 4924.3362 | 2790.4034 | 3521.0698 | 669.3742 | 991.9642 | 320.977 | 1200.0348 | 4119.4742 | 1125.8391 | 0 | 11.2906 | 4233.9937 | 0 | 0 | 0 | 338.7195 | 256.459 | 270.9756 | 42483.4891
| Elec | D | 9208.869 | 2596.8494 | 3282.8908 | 1860.269 | 2347.3798 | 446.2495 | 661.3095 | 213.9847 | 800.0232 | 2746.3161 | 750.5594 | 0 | 7.5271 | 2822.6624 | 0 | 0 | 0 | 225.813 | 170.9727 | 180.6504 | 28322.3261
| Fuel |  | 23022.1725 | 6492.1236 | 8207.2271 | 4650.6724 | 5868.4496 | 1115.6237 | 1653.2737 | 534.9617 | 2000.058 | 6865.7904 | 1876.3985 | 0 | 18.8177 | 7056.6561 | 0 | 0 | 0 | 564.5325 | 427.4317 | 451.626
Other non-RES | TYNDP | B | 4825 | 2600 | 17361 | 3980 | 4678 | 3664 | 1594 | 0 | 0 | 0 | 0 | 0 | 0 | 133 | 20 | 195 | 50 | 107 | 0 | 135 | 39342
| Heat | C | 7782.4836 | 4193.6699 | 28002.4243 | 6419.5409 | 7545.3799 | 5909.8487 | 2571.0422 | 0 | 0 | 0 | 0 | 0 | 0 | 214.5223 | 32.259 | 314.5252 | 80.6475 | 172.5856 | 0 | 217.7482 | 63456.6775
| Elec | D | 5188.3224 | 2795.7799 | 18668.2829 | 4279.6939 | 5030.2533 | 3939.8991 | 1714.0282 | 0 | 0 | 0 | 0 | 0 | 0 | 143.0149 | 21.506 | 209.6835 | 53.765 | 115.0571 | 0 | 145.1655 | 42304.4517
| Fuel |  | 12970.806 | 6989.4498 | 46670.7072 | 10699.2348 | 12575.6332 | 9849.7478 | 4285.0704 | 0 | 0 | 0 | 0 | 0 | 0 | 357.5372 | 53.765 | 524.2087 | 134.4125 | 287.6427 | 0 | 362.9137
Heat capacity sufficiency* |  |  | TRUE | TRUE | TRUE | TRUE | TRUE | TRUE | TRUE | TRUE | TRUE | TRUE | TRUE | FALSE | TRUE | TRUE | TRUE | TRUE | TRUE | TRUE | FALSE | TRUE
*Heat demand is to be manually capped to heat supply capacity where sufficiency is not achieved
Power
Heat
O
D
A (44.5, 22.3)
B (44.5, 65.7)
C
{█(𝑃_𝐶=1/2∙𝐻_𝐶@𝑃_𝐵=𝑃_𝐶+1/6∙(𝐻_𝐶−𝐻_𝐵 ) )┤⇒𝑃_𝐵=1/2 𝐻_𝐶+1/6 (𝐻_𝐶−𝐻_𝐵 )=2/3 𝐻_𝐶−1/6 𝐻_𝐵⇒2/3 𝐻_𝐶=𝑃_𝐵+1/6 𝐻_𝐵⇒𝐻_𝐶=3/2 𝑃_𝐵+1/6 𝐻_𝐵

## Heat
This is comparison of capacities in additional-units-chp.xlsx before and after update made by Pauli Hiltunen | [10 empty] | Commit: | Updating the production units in the Finnish district heating systems… · vttresearch/north_european_model@cf6d6ba
Comparison purpose was to obtain sense of update impacts to model results when integrating update to H2 heavy scenario
Before update
Electricity | Kraft process recovery boiler | Coal CHP | Gas CCGT CHP | Gas OCGT CHP | Waste CHP | Bio CHP |  | Heat | Kraft process recovery boiler | Coal CHP | Oil HOB | Gas HOB | Gas OCGT CHP | Gas CCGT CHP | Waste HOB | Waste CHP | Bio HOB | Bio CHP | Ground source heat pump | Electric boiler | Heat storage discharger | Large heat storage discharger | Seasonal heat storage discharger
SE03_industry | 586 | [5 empty] | 586 | SE03_industry | 1172 | [14 empty] | 1172
FI00_industry | 1500 | [5 empty] | 1500 | FI00_industry | 3000 | [14 empty] | 3000
DE00 |  | 3750 | 7929 |  | 300 |  | 11979 | DE00 |  | 7512 |  | 23300 |  | 7929 |  | 900 | [7 empty] | 39641
PL00 |  | 5300 | 960 |  |  |  | 6260 | PL00 |  | 10650 | 22000 | 11000 |  | 960 | [9 empty] | 44610
SE02 |  |  |  |  | 70 | 135 | 205 | SE02 |  |  | 1200 |  |  |  |  | 140 | 550 | 270 | [5 empty] | 2160
SE03 |  | 289 |  |  | 200 | 1020 | 1509 | SE03 |  | 578 | 12000 |  |  |  |  | 400 | 4158 | 2045 | 700 |  |  |  |  | 19881
SE04 |  |  |  |  | 80 | 360 | 440 | SE04 |  |  | 2500 |  |  |  |  | 160 | 1200 | 720 | [5 empty] | 4580
DKE1 |  | 600 | 967 |  | 300 | 900 | 2767 | DKE1 |  | 1166 | 1300 | 2600 |  | 967 |  | 600 | 820 | 1800 | [5 empty] | 9253
FI00_others |  |  | 200 |  | 35 | 500 | 735 | FI00_others |  |  | 1000 |  |  | 200 |  | 110 | 200 | 1000 |  | 100 |  |  |  | 2610
Helsinki |  |  | 470 |  |  |  | 470 | Helsinki |  |  | 1300 | 580 |  | 431 |  |  | 220 |  | 110 | 240 |  |  |  | 2881
Espoo |  |  | 234 |  |  |  | 234 | Espoo |  |  | 240 | 500 |  | 214 | [9 empty] | 954
Tampere |  |  | 140 |  |  | 60 | 200 | Tampere |  |  | 465 | 75 |  | 160 |  |  |  | 130 |  | 45 |  |  |  | 875
Vantaa |  |  | 90 |  | 35 | 30 | 155 | Vantaa |  |  | 200 | 432 |  | 100 |  | 110 |  | 80 | [5 empty] | 922
Oulu | [5 empty] | 100 | 100 | Oulu |  |  | 600 | [5 empty] | 220 |  |  | 40 |  |  |  | 860
Turku |  | 160 |  |  |  | 146 | 306 | Turku |  | 380 | 620 | [6 empty] | 250 | 30 |  |  |  |  | 1280
Jyvaskyla | [5 empty] | 280 | 280 | Jyvaskyla |  |  | 400 | [6 empty] | 420 | [5 empty] | 820
[7 empty] | 27726 | [16 empty] | 135499
After update
Electricity | Kraft process recovery boiler | Coal CHP | Gas CCGT CHP | Gas OCGT CHP | Waste CHP | Bio CHP |  | Heat | Kraft process recovery boiler | Coal CHP | Oil HOB | Gas HOB | Gas OCGT CHP | Gas CCGT CHP | Waste HOB | Waste CHP | Bio HOB | Bio CHP | Ground source heat pump | Electric boiler | Heat storage discharger | Large heat storage discharger | Seasonal heat storage discharger
SE03_industry | 586 | [5 empty] | 586 | SE03_industry | 1172 | [14 empty] | 1172
FI00_industry | 1500 | [5 empty] | 1500 | FI00_industry | 3000 | [14 empty] | 3000
DE00 |  | 3750 | 7929 |  | 300 |  | 11979 | DE00 |  | 7512 |  | 23300 |  | 7929 |  | 900 |  |  |  |  | 999 |  |  | 40640
PL00 |  | 5300 | 960 |  |  |  | 6260 | PL00 |  | 10650 | 22000 | 11000 |  | 960 | [6 empty] | 1060 |  |  | 45670
SE02 |  |  |  |  | 70 | 135 | 205 | SE02 |  |  | 1200 |  |  |  |  | 140 | 550 | 270 |  |  | 49 |  |  | 2209
SE03 |  | 289 |  |  | 200 | 1020 | 1509 | SE03 |  | 578 | 12000 |  |  |  |  | 400 | 4158 | 2045 | 700 |  | 380 |  |  | 20261
SE04 |  |  |  |  | 80 | 360 | 440 | SE04 |  |  | 2500 |  |  |  |  | 160 | 1200 | 720 |  |  | 112 |  |  | 4692
DKE1 |  | 600 | 967 |  | 300 | 900 | 2767 | DKE1 |  | 1166 | 1300 | 2600 |  | 967 |  | 600 | 820 | 1800 |  |  | 187 |  |  | 9440
FI00_others |  |  | 233 |  | 46 | 1574 | 1853 | FI00_others |  |  | 4064 | 1998 |  | 253 |  | 195 | 2947 | 3446 |  | 536 | 192 | 90 |  | 13721
Helsinki |  |  | 630 |  |  |  | 630 | Helsinki |  |  | 1003 | 580 |  | 593 |  |  | 352 |  | 321 | 220 | 120 | 120 |  | 3309
Espoo |  |  | 234 | 45 |  |  | 279 | Espoo |  |  | 88 | 555 | 75 | 214 |  |  |  | 132 | 219 | 150 | 80 |  |  | 1513
Tampere |  |  | 147 |  |  | 50 | 197 | Tampere |  |  | 305 | 235 |  | 160 |  |  | 92 | 160 |  | 45 | 45 |  |  | 1042
Vantaa |  |  | 88 |  | 76 | 28 | 192 | Vantaa |  |  | 152 | 427 |  | 90 | 80 | 147 | 23 | 105 | 5 | 180 | 60 |  | 200 | 1469
Oulu | [5 empty] | 192 | 192 | Oulu |  |  | 345 | [6 empty] | 345 | 1 | 40 | 28 | 55 |  | 814
Turku |  | 86 |  |  |  | 160 | 246 | Turku |  | 174 | 383 | [5 empty] | 104 | 260 | 52 | 50 | 38 |  |  | 1061
Jyvaskyla | [5 empty] | 250 | 250 | Jyvaskyla |  |  | 203 | [5 empty] | 27 | 435 | 45 | 120 | 40 |  |  | 870
[7 empty] | 29085 | [16 empty] | 150883
Difference
Electricity | Kraft process recovery boiler | Coal CHP | Gas CCGT CHP | Gas OCGT CHP | Waste CHP | Bio CHP |  | Heat | Kraft process recovery boiler | Coal CHP | Oil HOB | Gas HOB | Gas OCGT CHP | Gas CCGT CHP | Waste HOB | Waste CHP | Bio HOB | Bio CHP | Ground source heat pump | Electric boiler | Heat storage discharger | Large heat storage discharger | Seasonal heat storage discharger
SE03_industry | 0 | 0 | 0 | 0 | 0 | 0 | 0 | SE03_industry | 0 | 0 | 0 | 0 | 0 | 0 | 0 | 0 | 0 | 0 | 0 | 0 | 0 | 0 | 0 | 0
FI00_industry | 0 | 0 | 0 | 0 | 0 | 0 | 0 | FI00_industry | 0 | 0 | 0 | 0 | 0 | 0 | 0 | 0 | 0 | 0 | 0 | 0 | 0 | 0 | 0 | 0
DE00 | 0 | 0 | 0 | 0 | 0 | 0 | 0 | DE00 | 0 | 0 | 0 | 0 | 0 | 0 | 0 | 0 | 0 | 0 | 0 | 0 | 999 | 0 | 0 | 999
PL00 | 0 | 0 | 0 | 0 | 0 | 0 | 0 | PL00 | 0 | 0 | 0 | 0 | 0 | 0 | 0 | 0 | 0 | 0 | 0 | 0 | 1060 | 0 | 0 | 1060
SE02 | 0 | 0 | 0 | 0 | 0 | 0 | 0 | SE02 | 0 | 0 | 0 | 0 | 0 | 0 | 0 | 0 | 0 | 0 | 0 | 0 | 49 | 0 | 0 | 49
SE03 | 0 | 0 | 0 | 0 | 0 | 0 | 0 | SE03 | 0 | 0 | 0 | 0 | 0 | 0 | 0 | 0 | 0 | 0 | 0 | 0 | 380 | 0 | 0 | 380
SE04 | 0 | 0 | 0 | 0 | 0 | 0 | 0 | SE04 | 0 | 0 | 0 | 0 | 0 | 0 | 0 | 0 | 0 | 0 | 0 | 0 | 112 | 0 | 0 | 112
DKE1 | 0 | 0 | 0 | 0 | 0 | 0 | 0 | DKE1 | 0 | 0 | 0 | 0 | 0 | 0 | 0 | 0 | 0 | 0 | 0 | 0 | 187 | 0 | 0 | 187
FI00_others | 0 | 0 | 33 | 0 | 11 | 1074 | 1118 | FI00_others | 0 | 0 | 3064 | 1998 | 0 | 53 | 0 | 85 | 2747 | 2446 | 0 | 436 | 192 | 90 | 0 | 11111
Helsinki | 0 | 0 | 160 | 0 | 0 | 0 | 160 | Helsinki | 0 | 0 | -297 | 0 | 0 | 162 | 0 | 0 | 132 | 0 | 211 | -20 | 120 | 120 | 0 | 428
Espoo | 0 | 0 | 0 | 45 | 0 | 0 | 45 | Espoo | 0 | 0 | -152 | 55 | 75 | 0 | 0 | 0 | 0 | 132 | 219 | 150 | 80 | 0 | 0 | 559
Tampere | 0 | 0 | 7 | 0 | 0 | -10 | -3 | Tampere | 0 | 0 | -160 | 160 | 0 | 0 | 0 | 0 | 92 | 30 | 0 | 0 | 45 | 0 | 0 | 167
Vantaa | 0 | 0 | -2 | 0 | 41 | -2 | 37 | Vantaa | 0 | 0 | -48 | -5 | 0 | -10 | 80 | 37 | 23 | 25 | 5 | 180 | 60 | 0 | 200 | 547
Oulu | 0 | 0 | 0 | 0 | 0 | 92 | 92 | Oulu | 0 | 0 | -255 | 0 | 0 | 0 | 0 | 0 | -220 | 345 | 1 | 0 | 28 | 55 | 0 | -46
Turku | 0 | -74 | 0 | 0 | 0 | 14 | -60 | Turku | 0 | -206 | -237 | 0 | 0 | 0 | 0 | 0 | 104 | 10 | 22 | 50 | 38 | 0 | 0 | -219
Jyvaskyla | 0 | 0 | 0 | 0 | 0 | -30 | -30 | Jyvaskyla | 0 | 0 | -197 | 0 | 0 | 0 | 0 | 0 | 27 | 15 | 45 | 120 | 40 | 0 | 0 | 50
[7 empty] | 1359 |  | 0 | -206 | 1718 | 2208 | 75 | 205 | 80 | 122 | 2905 | 3003 | 503 | 916 | 3390 | 265 | 200 | 15384

## Demand (old)
Data in this sheet is no longer the best source for modeling given the release of TYNDP 2024 data on visual platform. It is not out of date, but represent only part of analysis done in TYNDP study.
The most noticable differentces are in national distribution of domestic H2 production, which previously was derived from EU-wide data available. Later steps do not contain demand breakdown by sectors, for which data in this sheet remains valuable.
Multiple scenarios and sectoral breakdowns were included at early explorative stage of the project before concreate data requiremets were identified.
Source files: | [1] "Demand Scenarios TYNDP 2024 After Public Consultation.xslx" - demand for all countries except UK and Norway
[2] "Draft Demand Scenarios TYNDP 2024.xlsb" - demand for UK
[3] "Updated Electricity Modeling Results.xlsx" (2022) - demand for Norway (total only). National trend scenario values for 2025 are taken as Ref.
[4] "Draft Supply Tool EU-level.xlsx" - EU-level H2 supply breakdown for domestic production versus imports.
[5] "National Trends and Energy Mix Survey.xlsx" - national-level H2 supply breakdown by domestic production versus imports
Notations: Ref is for 2019, NE - non-energy, values in TWh
Step 1. Extracting data for 2040
Annual electricity demand by sector [1]
Filters used: countries, subsector - total, energy carrier - electricity, dashboard_id - no …non_energetic (removes duplicative industry that has zeros for all countries)
| Germany (85) |  |  | France (68) |  |  | UK (67) [2] |  |  | Spain (48) |  |  | Poland (38) |  |  | Netherlands (18) |  |  | Belgium (12) |  |  | Sweden (11) |  |  | Denmark (6.0) |  |  | Finland (5.6) |  |  | Norway (5.5) [3] |  |  | Lithuania (2.9) |  |  | Latvia (1.8) |  |  | Estonia (1.3)
| REF | DE | GA | REF | DE | GA | REF | DE | GA | REF | DE | GA | REF | DE | GA | REF | DE | GA | REF | DE | GA | REF | DE | GA | REF | DE | GA | REF | DE | GA | REF | DE | GA | REF | DE | GA | REF | DE | GA | REF | DE | GA
Households | 125.2695 | 162.542 | 191.9492 | 147.5493 | 142.886 | 142.6476 | 105.4138 | 126.4168 | 126.9188 | 72.9862 | 79.8491 | 87.8588 | 27.8086 | 38.5744 | 32.5719 | 23.0206 | 31.9067 | 32.7094 | 16.8489 | 22.9504 | 22.0401 | 45.9614 | 40.6389 | 38.3295 | 9.7582 | 9.6826 | 9.7858 | 24.1425 | 29.8217 | 31.8311 |  |  |  | 2.9127 | 2.7777 | 2.2894 | 1.6523 | 2.0245 | 1.5814 | 2.1116 | 2.8612 | 2.7773
Buildings | 112.1838 | 102.9506 | 104.382 | 127.4425 | 83.3927 | 83.3932 | 89.1789 | 107.9523 | 81.0272 | 68.4051 | 53.5036 | 53.5765 | 44.3959 | 35.4529 | 36.2628 | 32.6292 | 26.9621 | 31.3816 | 19.9006 | 18.8411 | 18.1846 | 25.8608 | 20.4988 | 19.6806 | 8.537 | 8.2814 | 8.0124 | 18.4967 | 16.2695 | 17.7312 |  |  |  | 3.0954 | 2.8375 | 2.8627 | 2.426 | 2.0575 | 2.0808 | 2.6074 | 2.4713 | 2.4161
Industry | 252.6339 | 404.8016 | 245.7785 | 135.6128 | 159.9476 | 149.6996 | 99.8529 | 101.9477 | 99.0134 | 89.9518 | 87.4329 | 65.942 | 73.3525 | 88.6002 | 76.8651 | 45.3313 | 104.8331 | 77.7634 | 41.9084 | 80.735 | 74.8007 | 55.4239 | 122.8056 | 106.0486 | 10.936 | 14.3485 | 7.0164 | 41.1663 | 85.806 | 68.7473 |  |  |  | 5.1173 | 5.5122 | 4.4401 | 2.2929 | 2.3979 | 2.1511 | 2.9439 | 2.1942 | 2.0373
Transport | 11.676 | 157.3624 | 121.6054 | 9.0085 | 88.6519 | 84.514 | 6.5072 | 81.1546 | 61.9603 | 3.739 | 79.6191 | 60.0188 | 3.1882 | 34.4467 | 23.7307 | 2.3636 | 46.4917 | 26.4665 | 1.7066 | 21.9482 | 19.9887 | 2.738 | 16.5116 | 14.8982 | 0.46219 | 11.2804 | 3.5555 | 0.859 | 9.9374 | 7.9535 |  |  |  | 0.055 | 3.1268 | 1.8183 | 0.1068 | 1.834 | 0.97429 | 0.033 | 0.99058 | 1.0196
Agriculture | 5.059 | 6.7304 | 5.7252 | 8.2687 | 9.4189 | 9.4188 | 3.154 | 3.9092 | 3.2806 | 5.377 | 6.9688 | 5.4615 | 1.8323 | 2.4039 | 1.8868 | 11.4462 | 13.7094 | 13.766 | 1.7981 | 2.2064 | 1.8554 | 1.024 | 1.3077 | 1.0869 | 1.8265 | 2.3558 | 1.8613 | 1.475 | 1.9803 | 1.6312 |  |  |  | 0.2111 | 0.25959 | 0.21697 | 0.1792 | 0.22763 | 0.18624 | 0.134 | 0.16886 | 0.1392
Other | 0 | 0 | 0 | 1.157 | 2.6366 | 2.6366 | 0 | 0 | 0 | 1.576 | 1.576 | 1.576 | 0 | 0 | 0 | 0 | 0 | 0 | 0.0502 | 0.0502 | 0.0502 | 0 | 0 | 0 | 0 | 0 | 0 | 0 | 0 | 0 |  |  |  | 0 | 0 | 0 | 0.00023389 | 0.00023389 | 0.00023389 | 0 | 0 | 0
Energy | 31.053 | 31.053 | 31.053 | 23.8697 | 23.8697 | 23.8697 | 12.5054 | 12.5054 | 12.5054 | 9.461 | 9.461 | 9.461 | 12.6255 | 12.6255 | 12.6255 | 3.4898 | 3.4898 | 3.4898 | 3.7264 | 3.7264 | 3.7264 | 2.794 | 2.794 | 2.794 | 0.83324 | 0.83324 | 0.83324 | 2.597 | 2.597 | 2.597 |  |  |  | 0.207 | 0.207 | 0.207 | 0.49108 | 0.49108 | 0.49108 | 1.0155 | 1.0155 | 1.0155
Total | 537.8752 | 865.44 | 700.4933 | 452.9086 | 510.8034 | 496.1796 | 316.6122 | 433.8861 | 384.7058 | 251.4961 | 318.4105 | 283.8946 | 163.2029 | 212.1037 | 183.943 | 118.2807 | 227.3929 | 185.5768 | 85.9392 | 150.4578 | 140.6461 | 133.8022 | 204.5567 | 182.8377 | 32.3531 | 46.782 | 31.0646 | 88.7365 | 146.4119 | 130.4914 | 151.0415 | 183.1237 | 183.1237 | 11.5985 | 14.7208 | 11.8344 | 7.1485 | 9.0329 | 7.4651 | 8.8454 | 9.7016 | 9.405
Annual H2 demand by sector [1]
Filters used: countries, subsector - total, energy carrier - hydrogen
| Germany |  |  | France |  |  | UK [2] |  |  | Spain |  |  | Poland |  |  | Netherlands |  |  | Belgium |  |  | Sweden |  |  | Denmark |  |  | Finland |  |  | Norway |  |  | Lithuania |  |  | Latvia |  |  | Estonia |  |  | Total
| REF | DE | GA | REF | DE | GA | REF | DE | GA | REF | DE | GA | REF | DE | GA | REF | DE | GA | REF | DE | GA | REF | DE | GA | REF | DE | GA | REF | DE | GA | REF | DE | GA | REF | DE | GA | REF | DE | GA | REF | DE | GA | DE | GA
Households | 0 | 29.6221 | 75.2109 | 0 | 0 | 2.496 | 0 | 54.032 | 58.9431 | 0 | 0 | 0 | 0 | 4.719 | 17.6729 | 0 | 0 | 9.415 | 0 | 0 | 5.8708 | 0 | 1.3794 | 5.7926 | 0 | 0 | 0 | 0 | 0.019184 | 0 |  |  |  | 0 | 0.23604 | 0.8615 | 0 | 0.19546 | 0.89497 | 0 | 0 | 0 | 90.2033 | 177.1577 | 11.35% | 15.37%
Buildings | 0 | 6.9945 | 15.3068 | 0 | 0 | 0 | 0 | 8.9006 | 9.6129 | 0 | 0 | 0 | 0 | 1.1774 | 3.9264 | 0 | 0 | 2.7726 | 0 | 0 | 1.1104 | 0 | 0.44183 | 1.081 | 0 | 0 | 0 | 0 | 0 | 0.54986 |  |  |  | 0 | 0.061054 | 0.18866 | 0 | 0.082254 | 0.26379 | 0 | 0 | 0.048109 | 17.6576 | 34.8605 | 2.222% | 3.025%
Industry | 0 | 115.2502 | 199.4854 | 0 | 11.7206 | 11.3678 | 0 | 33.0669 | 31.8244 | 0 | 56.5934 | 93.6198 | 0 | 16.1242 | 21.9729 | 0 | 39.6563 | 56.0537 | 0 | 19.1389 | 27.745 | 0 | 16.1728 | 17.5416 | 0 | 1.5328 | 5.0915 | 0 | 9.6562 | 15.6641 |  |  |  | 0 | 1.9337 | 2.2693 | 0 | 0.022247 | 0.71706 | 0 | 0.63542 | 0.57535 | 321.5036 | 483.9279 | 40.46% | 41.99%
IndustryNE | 0 | 113.7954 | 88.1317 | 0 | 28.9598 | 28.9598 | 0 | 22.4311 | 17.0821 | 0 | 5.8341 | 7.9645 | 0 | 23.6636 | 22.0883 | 0 | 11.0026 | 16.9231 | 0 | 19.757 | 30.28 | 0 | 18.4917 | 18.4917 | 0 | 0.0024442 | 0.0040736 | 0 | 14.7998 | 12.3332 |  |  |  | 0 | 7.1088 | 6.608 | 0 | 0.0048163 | 0.0045541 | 0 | 0 | 0 | 265.8511 | 248.8711 | 33.46% | 21.6%
Transport | 0 | 42.3183 | 73.0267 | 0 | 5.5724 | 9.3543 | 0 | 12.2917 | 15.0982 | 0 | 11.6613 | 19.1376 | 0 | 9.1374 | 23.6516 | 0 | 4.0627 | 22.9285 | 0 | 0.79501 | 7.0364 | 0 | 0.47456 | 13.1609 | 0 | 5.8151 | 3.2727 | 0 | 1.4041 | 5.4211 |  |  |  | 0 | 1.5202 | 2.3912 | 0 | 0.83154 | 1.1413 | 0 | 0.24758 | 0.28142 | 96.1318 | 195.902 | 12.1% | 17%
Agriculture | 0 | 3.1316 | 8.2784 | 0 | 0.082456 | 0.081672 | 0 | 0 | 0 | 0 | 0 | 0 | 0 | 0 | 0 | 0 | 0 | 3.3267 | 0 | 0 | 0 | 0 | 0 | 0 | 0 | 0 | 0 | 0 | 0 | 0 |  |  |  | 0 | 0 | 0 | 0 | 0 | 0 | 0 | 0 | 0 | 3.2141 | 11.6868 | 0.4045% | 1.014%
Other | 0 | 0 | 0 | 0 | 0 | 0 | 0 | 0 | 0 | 0 | 0 | 0 | 0 | 0 | 0 | 0 | 0 | 0 | 0 | 0 | 0 | 0 | 0 | 0 | 0 | 0 | 0 | 0 | 0 | 0 |  |  |  | 0 | 0 | 0 | 0 | 0 | 0 | 0 | 0 | 0 | 0 | 0
Energy | 0 | 0 | 0 | 0 | 0 | 0 | 0 | 0 | 0 | 0 | 0 | 0 | 0 | 0 | 0 | 0 | 0 | 0 | 0 | 0 | 0 | 0 | 0 | 0 | 0 | 0 | 0 | 0 | 0 | 0 |  |  |  | 0 | 0 | 0 | 0 | 0 | 0 | 0 | 0 | 0 | 0 | 0
Total | 0 | 311.1121 | 459.4399 | 0 | 46.3352 | 52.2595 | 0 | 130.7222 | 132.5607 | 0 | 74.0887 | 120.7219 | 0 | 54.8216 | 89.312 | 0 | 54.7215 | 111.4196 | 0 | 39.6909 | 72.0427 | 0 | 36.9603 | 56.0678 | 0 | 7.3504 | 8.3683 | 0 | 25.8793 | 33.9682 |  |  |  | 0 | 10.8599 | 12.3187 | 0 | 1.1363 | 3.0217 | 0 | 0.883 | 0.90487 | 794.5614 | 1152.4059
Industry share |  | 73.62% | 62.6% |  | 87.8% | 77.17% |  | 42.45% | 36.89% |  | 84.26% | 84.15% |  | 72.58% | 49.33% |  | 92.58% | 65.5% |  | 98% | 80.54% |  | 93.79% | 64.27% |  | 20.89% | 60.89% |  | 94.5% | 82.42% |  |  |  |  | 83.27% | 72.06% |  | 2.382% | 23.88% |  | 71.96% | 63.58% | 73.92% | 63.59%
Annual H2 demand in industry by subsector [1]
Filters used: countries, subsector - total, energy carrier - hydrogen
| Germany |  |  | France |  |  | UK [2] |  |  | Spain |  |  | Poland |  |  | Netherlands |  |  | Belgium |  |  | Sweden |  |  | Denmark |  |  | Finland |  |  | Norway |  |  | Lithuania |  |  | Latvia |  |  | Estonia
| REF | DE | GA | REF | DE | GA | REF | DE | GA | REF | DE | GA | REF | DE | GA | REF | DE | GA | REF | DE | GA | REF | DE | GA | REF | DE | GA | REF | DE | GA | REF | DE | GA | REF | DE | GA | REF | DE | GA | REF | DE | GA
Aluminium | 0 | 0 | 0 | 0 | 0 | 0 | 0 | 0 | 0 | 0 | 0 | 0 | 0 | 0 | 0 | 0 | 0 | 0 | 0 | 0 | 0 | 0 | 0 | 0 | 0 | 0 | 0 | 0 | 0 | 0 |  |  |  | 0 | 0 | 0 | 0 | 0 | 0 | 0 | 0 | 0
Chemicals | 0 | 11.8016 | 31.3093 | 0 | 2.1712 | 2.6055 | 0 | 2.044 | 1.9467 | 0 | 9.4766 | 9.6609 | 0 | 2.1616 | 2.0586 | 0 | 6.7972 | 13.431 | 0 | 0.48494 | 4.8494 | 0 | 0.20777 | 0.20777 | 0 | 0.094606 | 0.2254 | 0 | 0 | 0.78617 |  |  |  | 0 | 0.27894 | 0.26566 | 0 | 0.018408 | 0.017532 | 0 | 0.028792 | 0.027421
ChemicalsNE | 0 | 98.6319 | 75.3189 | 0 | 24.0958 | 24.0958 | 0 | 18.0656 | 17.0821 | 0 | 3.1041 | 6.8845 | 0 | 10.8984 | 10.305 | 0 | 3.7629 | 3.4307 | 0 | 16.525 | 27.048 | 0 | 18.4917 | 18.4917 | 0 | 0.0024442 | 0.0040736 | 0 | 14.7998 | 12.3332 |  |  |  | 0 | 2.0483 | 1.9368 | 0 | 0.0048163 | 0.0045541 | 0 | 0 | 0
Fertilizers | 0 | 1.865 | 1.8134 | 0 | 0.57369 | 0.56775 | 0 | 0.71774 | 1.1733 | 0 | 0.4852 | 0.76161 | 0 | 1.415 | 1.3061 | 0 | 0.91043 | 0.41763 | 0 | 0.21783 | 0.44655 | 0 | 0 | 0 | 0 | 0 | 0 | 0 | 0 | 0 |  |  |  | 0 | 0.55083 | 0.50846 | 0 | 0 | 0 | 0 | 0 | 0
FertilizersNE | 0 | 15.1635 | 12.8128 | 0 | 4.864 | 4.864 | 0 | 4.3654 | 0 | 0 | 2.73 | 1.08 | 0 | 12.7652 | 11.7833 | 0 | 7.2397 | 13.4924 | 0 | 3.232 | 3.232 | 0 | 0 | 0 | 0 | 0 | 0 | 0 | 0 | 0 |  |  |  | 0 | 5.0605 | 4.6712 | 0 | 0 | 0 | 0 | 0 | 0
Food | 0 | 1.9168 | 12.3405 | 0 | 0 | 0 | 0 | 0 | 0 | 0 | 0 | 2.5821 | 0 | 0 | 0 | 0 | 0.57417 | 0.58795 | 0 | 0 | 0.68635 | 0 | 0 | 0 | 0 | 0 | 0 | 0 | 0.12052 | 0.24901 |  |  |  | 0 | 0 | 0 | 0 | 0 | 0 | 0 | 0 | 0
Metals | 0 | 0 | 0 | 0 | 0 | 0 | 0 | 0 | 0 | 0 | 0 | 0 | 0 | 0 | 0 | 0 | 0 | 0 | 0 | 0 | 0 | 0 | 0 | 0 | 0 | 0 | 0 | 0 | 0 | 0 |  |  |  | 0 | 0 | 0 | 0 | 0 | 0 | 0 | 0 | 0
Others | 0 | 50.2755 | 96.3582 | 0 | 2.921 | 2.921 | 0 | 20.8088 | 19.2081 | 0 | 19.8885 | 35.9098 | 0 | 2.878 | 8.9384 | 0 | 1.4916 | 4.8261 | 0 | 7.236 | 10.3372 | 0 | 0 | 0 | 0 | 1.2297 | 4.4716 | 0 | 0 | 0 |  |  |  | 0 | 0.6261 | 1.0173 | 0 | 0 | 0.69602 | 0 | 0.56474 | 0.50604
OthersNE | 0 | 0 | 0 | 0 | 0 | 0 | 0 | 0 | 0 | 0 | 0 | 0 | 0 | 0 | 0 | 0 | 0 | 0 | 0 | 0 | 0 | 0 | 0 | 0 | 0 | 0 | 0 | 0 | 0 | 0 |  |  |  | 0 | 0 | 0 | 0 | 0 | 0 | 0 | 0 | 0
Paper | 0 | 6.5755 | 11.8535 | 0 | 0.48177 | 0.48177 | 0 | 1.0644 | 1.0644 | 0 | 1.267 | 5.9622 | 0 | 1.7814 | 1.7814 | 0 | 0.16939 | 0.29524 | 0 | 0 | 0.22546 | 0 | 7.9729 | 7.9729 | 0 | 0.080187 | 0.073513 | 0 | 1.8103 | 7.1059 |  |  |  | 0 | 0.045292 | 0.045292 | 0 | 0.0038391 | 0.003509 | 0 | 0.041888 | 0.041888
Refineries | 0 | 13.4174 | 12.0965 | 0 | 1.7602 | 1.7417 | 0 | 3.4076 | 3.4076 | 0 | 13.653 | 15.3596 | 0 | 1.6541 | 1.6541 | 0 | 22.9063 | 23.113 | 0 | 2.6137 | 2.6137 | 0 | 0.23535 | 0.23535 | 0 | 0.12833 | 0.32103 | 0 | 1.0122 | 0.80972 |  |  |  | 0 | 0.43258 | 0.43258 | 0 | 0 | 0 | 0 | 0 | 0
RefineriesNE | 0 | 0 | 0 | 0 | 0 | 0 | 0 | 0 | 0 | 0 | 0 | 0 | 0 | 0 | 0 | 0 | 0 | 0 | 0 | 0 | 0 | 0 | 0 | 0 | 0 | 0 | 0 | 0 | 0 | 0 |  |  |  | 0 | 0 | 0 | 0 | 0 | 0 | 0 | 0 | 0
Steel | 0 | 29.3983 | 33.7139 | 0 | 3.8126 | 3.0501 | 0 | 5.0244 | 5.0244 | 0 | 11.8231 | 23.3836 | 0 | 6.2342 | 6.2342 | 0 | 6.8072 | 13.3827 | 0 | 8.5864 | 8.5864 | 0 | 7.7567 | 9.1256 | 0 | 0 | 0 | 0 | 6.7132 | 6.7132 |  |  |  | 0 | 0 | 0 | 0 | 0 | 0 | 0 | 0 | 0
Check-up step. Comparing H2 import between disagregated EU-level and available national-level values
Hydrogen supply, TWh [4] | [11 empty] | Total |  | Domestic |  | Imports
[5 empty] | DE |  | GA |  |  |  |  | DE | GA | DE | GA | DE | GA | NT[5]
[5 empty] | 2040 | 2050 | 2040 | 2050 |  | Germany |  | 311.1121 | 459.4399 | 172.0178 | 225.5122 | 139.0943 | 233.9277 | 118.086
Imports | Decarbonised Hydrogen |  |  |  | 468.6041 | 223.4526 | 474.8695 | 457.108 |  | France |  | 46.3352 | 52.2595 | 25.6193 | 25.6512
| Renewable Hydrogen |  |  |  | 340 | 684 | 550 | 1000 |  | UK |  | 130.7222 | 132.5607 | 72.278 | 65.0663
EU production | SMR |  |  |  | 0 | 0 | 0 | 0 |  | Spain |  | 74.0887 | 120.7219 | 40.9646 | 59.2553 | 33.1241 | 61.4666 | 46.62
| SMR+CCS |  |  |  | 87 | 0 | 184 | 138 |  | Poland |  | 54.8216 | 89.312 | 30.3115 | 43.838
| P2G |  |  |  | 913 | 1385 | 804 | 1388 |  | Netherlands |  | 54.7215 | 111.4196 | 30.2562 | 54.6894
Domestic ratio |  |  |  |  | 0.55291 | 0.60416 | 0.49084 | 0.51155 |  | Belgium |  | 39.6909 | 72.0427 | 21.9456 | 35.3615 | 17.7453 | 36.6811 | 20
[10 empty] | Sweden |  | 36.9603 | 56.0678 | 20.4358 | 27.5204
[10 empty] | Denmark |  | 7.3504 | 8.3683 | 4.0641 | 4.1075
[10 empty] | Finland |  | 25.8793 | 33.9682 | 14.309 | 16.673
Norway
[10 empty] | Lithuania |  | 10.8599 | 12.3187 | 6.0046 | 6.0465
[10 empty] | Latvia |  | 1.1363 | 3.0217 | 0.62829 | 1.4832
[10 empty] | Estonia |  | 0.883 | 0.90487 | 0.48822 | 0.44415
Step 2. Subtrackting H2 imports and computing demand for 2035
Assumptions: (1) linear development between 2019 and 2040, (2) H2 import share is uniform among all countries and sectors
Annual electricity demand by sector (2035)
Filters used: countries, subsector - total, energy carrier - electricity, dashboard_id - no …non_energetic (removes duplicative industry that has zeros for all countries)
| Germany (85) |  |  | France (68) |  |  | UK (67) |  |  | Spain (48) |  |  | Poland (38) |  |  | Netherlands (18) |  |  | Belgium (12) |  |  | Sweden (11) |  |  | Denmark (6.0) |  |  | Finland (5.6) |  |  | Norway (5.5) |  |  | Lithuania (2.9) |  |  | Latvia (1.8) |  |  | Estonia (1.3)
| REF | DE | GA | REF | DE | GA | REF | DE | GA | REF | DE | GA | REF | DE | GA | REF | DE | GA | REF | DE | GA | REF | DE | GA | REF | DE | GA | REF | DE | GA | REF | DE | GA | REF | DE | GA | REF | DE | GA | REF | DE | GA
Households | 125.2695 | 153.6676 | 176.0731 | 147.5493 | 143.9964 | 143.8147 | 105.4138 | 121.4161 | 121.7985 | 72.9862 | 78.2151 | 84.3177 | 27.8086 | 36.0111 | 31.4378 | 23.0206 | 29.791 | 30.4026 | 16.8489 | 21.4977 | 20.8041 | 45.9614 | 41.9062 | 40.1466 | 9.7582 | 9.7006 | 9.7792 | 24.1425 | 28.4695 | 30.0005 |  |  |  | 2.9127 | 2.8099 | 2.4378 | 1.6523 | 1.9359 | 1.5983 | 2.1116 | 2.6827 | 2.6188
Buildings | 112.1838 | 105.149 | 106.2395 | 127.4425 | 93.8808 | 93.8811 | 89.1789 | 103.4824 | 82.9681 | 68.4051 | 57.0515 | 57.1071 | 44.3959 | 37.5822 | 38.1993 | 32.6292 | 28.3114 | 31.6787 | 19.9006 | 19.0934 | 18.5932 | 25.8608 | 21.7755 | 21.1521 | 8.537 | 8.3423 | 8.1373 | 18.4967 | 16.7998 | 17.9135 |  |  |  | 3.0954 | 2.8989 | 2.9181 | 2.426 | 2.1452 | 2.163 | 2.6074 | 2.5037 | 2.4617
Industry | 252.6339 | 368.5712 | 247.4108 | 135.6128 | 154.1536 | 146.3456 | 99.8529 | 101.449 | 99.2133 | 89.9518 | 88.0326 | 71.6586 | 73.3525 | 84.9698 | 76.0288 | 45.3313 | 90.666 | 70.0415 | 41.9084 | 71.4906 | 66.9692 | 55.4239 | 106.7624 | 93.9951 | 10.936 | 13.536 | 7.9496 | 41.1663 | 75.1775 | 62.1804 |  |  |  | 5.1173 | 5.4181 | 4.6013 | 2.2929 | 2.3729 | 2.1848 | 2.9439 | 2.3727 | 2.2531
Transport | 11.676 | 122.6752 | 95.4317 | 9.0085 | 69.6892 | 66.5365 | 6.5072 | 63.3814 | 48.7572 | 3.739 | 61.5524 | 46.6189 | 3.1882 | 27.0042 | 18.8396 | 2.3636 | 35.985 | 20.7277 | 1.7066 | 17.1288 | 15.6358 | 2.738 | 13.2321 | 12.0029 | 0.46219 | 8.7046 | 2.819 | 0.859 | 7.7759 | 6.2643 |  |  |  | 0.055 | 2.3954 | 1.3984 | 0.1068 | 1.4228 | 0.76774 | 0.033 | 0.76258 | 0.78469
Agriculture | 5.059 | 6.3325 | 5.5666 | 8.2687 | 9.145 | 9.145 | 3.154 | 3.7294 | 3.2505 | 5.377 | 6.5898 | 5.4414 | 1.8323 | 2.2678 | 1.8738 | 11.4462 | 13.1706 | 13.2137 | 1.7981 | 2.1092 | 1.8418 | 1.024 | 1.2402 | 1.0719 | 1.8265 | 2.2298 | 1.853 | 1.475 | 1.86 | 1.594 |  |  |  | 0.2111 | 0.24804 | 0.21557 | 0.1792 | 0.2161 | 0.18456 | 0.134 | 0.16056 | 0.13796
Other | 0 | 0 | 0 | 1.157 | 2.2843 | 2.2843 | 0 | 0 | 0 | 1.576 | 1.576 | 1.576 | 0 | 0 | 0 | 0 | 0 | 0 | 0.0502 | 0.0502 | 0.0502 | 0 | 0 | 0 | 0 | 0 | 0 | 0 | 0 | 0 |  |  |  | 0 | 0 | 0 | 0.00023389 | 0.00023389 | 0.00023389 | 0 | 0 | 0
Energy | 31.053 | 31.053 | 31.053 | 23.8697 | 23.8697 | 23.8697 | 12.5054 | 12.5054 | 12.5054 | 9.461 | 9.461 | 9.461 | 12.6255 | 12.6255 | 12.6255 | 3.4898 | 3.4898 | 3.4898 | 3.7264 | 3.7264 | 3.7264 | 2.794 | 2.794 | 2.794 | 0.83324 | 0.83324 | 0.83324 | 2.597 | 2.597 | 2.597 |  |  |  | 0.207 | 0.207 | 0.207 | 0.49108 | 0.49108 | 0.49108 | 1.0155 | 1.0155 | 1.0155
Total | 537.8752 | 787.4484 | 661.7747 | 452.9086 | 497.019 | 485.877 | 316.6122 | 405.9637 | 368.493 | 251.4961 | 302.4785 | 276.1807 | 163.2029 | 200.4606 | 179.0049 | 118.2807 | 201.4138 | 169.5539 | 85.9392 | 135.0962 | 127.6206 | 133.8022 | 187.7103 | 171.1626 | 32.3531 | 43.3465 | 31.3714 | 88.7365 | 132.6797 | 120.5497 |  |  |  | 11.5985 | 13.9774 | 11.7782 | 7.1485 | 8.5842 | 7.3897 | 8.8454 | 9.4977 | 9.2718
Annual H2 demand by sector (2035)
Filters used: countries, subsector - total, energy carrier - hydrogen
| Germany |  |  | France |  |  | United Kingdom |  |  | Spain |  |  | Poland |  |  | Netherlands |  |  | Belgium |  |  | Sweden |  |  | Denmark |  |  | Finland |  |  | Norway |  |  | Lithuania |  |  | Latvia |  |  | Estonia
| REF | DE | GA | REF | DE | GA | REF | DE | GA | REF | DE | GA | REF | DE | GA | REF | DE | GA | REF | DE | GA | REF | DE | GA | REF | DE | GA | REF | DE | GA | REF | DE | GA | REF | DE | GA | REF | DE | GA | REF | DE | GA
Households | 0 | 12.4788 | 28.1269 | 0 | 0 | 0.93343 | 0 | 22.7619 | 22.0432 | 0 | 0 | 0 | 0 | 1.988 | 6.6092 | 0 | 0 | 3.521 | 0 | 0 | 2.1955 | 0 | 0.5811 | 2.1663 | 0 | 0 | 0 | 0 | 0.0080814 | 0 |  |  |  | 0 | 0.099437 | 0.32218 | 0 | 0.082342 | 0.3347 | 0 | 0 | 0
Buildings | 0 | 2.9465 | 5.7243 | 0 | 0 | 0 | 0 | 3.7495 | 3.595 | 0 | 0 | 0 | 0 | 0.496 | 1.4684 | 0 | 0 | 1.0369 | 0 | 0 | 0.41526 | 0 | 0.18613 | 0.40426 | 0 | 0 | 0 | 0 | 0 | 0.20563 |  |  |  | 0 | 0.02572 | 0.070553 | 0 | 0.034651 | 0.098652 | 0 | 0 | 0.017991
Industry | 0 | 48.5511 | 74.6024 | 0 | 4.9375 | 4.2513 | 0 | 13.93 | 11.9015 | 0 | 23.8409 | 35.0114 | 0 | 6.7926 | 8.2173 | 0 | 16.7059 | 20.9626 | 0 | 8.0626 | 10.3759 | 0 | 6.8131 | 6.5601 | 0 | 0.64572 | 1.9041 | 0 | 4.0678 | 5.858 |  |  |  | 0 | 0.81462 | 0.84867 | 0 | 0.0093721 | 0.26816 | 0 | 0.26768 | 0.21516
IndustryNE | 0 | 47.9382 | 32.959 | 0 | 12.1998 | 10.8302 | 0 | 9.4495 | 6.3883 | 0 | 2.4577 | 2.9785 | 0 | 9.9687 | 8.2605 | 0 | 4.635 | 6.3288 | 0 | 8.323 | 11.324 | 0 | 7.7899 | 6.9154 | 0 | 0.0010296 | 0.0015234 | 0 | 6.2347 | 4.6123 |  |  |  | 0 | 2.9947 | 2.4712 | 0 | 0.0020289 | 0.0017031 | 0 | 0 | 0
Transport | 0 | 17.8273 | 27.3101 | 0 | 2.3475 | 3.4983 | 0 | 5.1781 | 5.6463 | 0 | 4.9125 | 7.157 | 0 | 3.8493 | 8.8451 | 0 | 1.7115 | 8.5747 | 0 | 0.33491 | 2.6314 | 0 | 0.19992 | 4.9218 | 0 | 2.4497 | 1.2239 | 0 | 0.59151 | 2.0274 |  |  |  | 0 | 0.64042 | 0.89425 | 0 | 0.3503 | 0.42681 | 0 | 0.1043 | 0.10524
Agriculture | 0 | 1.3192 | 3.0959 | 0 | 0.034736 | 0.030543 | 0 | 0 | 0 | 0 | 0 | 0 | 0 | 0 | 0 | 0 | 0 | 1.2441 | 0 | 0 | 0 | 0 | 0 | 0 | 0 | 0 | 0 | 0 | 0 | 0 |  |  |  | 0 | 0 | 0 | 0 | 0 | 0 | 0 | 0 | 0
Other | 0 | 0 | 0 | 0 | 0 | 0 | 0 | 0 | 0 | 0 | 0 | 0 | 0 | 0 | 0 | 0 | 0 | 0 | 0 | 0 | 0 | 0 | 0 | 0 | 0 | 0 | 0 | 0 | 0 | 0 |  |  |  | 0 | 0 | 0 | 0 | 0 | 0 | 0 | 0 | 0
Energy | 0 | 0 | 0 | 0 | 0 | 0 | 0 | 0 | 0 | 0 | 0 | 0 | 0 | 0 | 0 | 0 | 0 | 0 | 0 | 0 | 0 | 0 | 0 | 0 | 0 | 0 | 0 | 0 | 0 | 0 |  |  |  | 0 | 0 | 0 | 0 | 0 | 0 | 0 | 0 | 0
Total | 0 | 131.0612 | 171.8188 | 0 | 19.5195 | 19.5437 | 0 | 55.0689 | 49.5743 | 0 | 31.2111 | 45.1469 | 0 | 23.0945 | 33.4004 | 0 | 23.0523 | 41.6681 | 0 | 16.7205 | 26.9421 | 0 | 15.5701 | 20.9679 | 0 | 3.0965 | 3.1295 | 0 | 10.9021 | 12.7033 |  |  |  | 0 | 4.5749 | 4.6069 | 0 | 0.4787 | 1.13 | 0 | 0.37198 | 0.3384
334.7223
Step 3. Plotting
Totals for DE scenario
| 2019 | [6 empty] | 2035 | [6 empty] | H2
| Households | Buildings | Industry | Transport | Agriculture | Other | Energy | Households | Buildings | Industry | Transport | Agriculture | Other | Energy | Households | Buildings | Industry | Transport | Agriculture | Other | Energy
Estonia | 2.1116 | 2.6074 | 2.9439 | 0.033 | 0.134 | 0 | 1.0155 | 2.6827 | 2.5037 | 2.3727 | 0.76258 | 0.16056 | 0 | 1.0155 | 0 | 0 | 0.26768 | 0.1043 | 0 | 0 | 0
Latvia | 1.6523 | 2.426 | 2.2929 | 0.1068 | 0.1792 | 0.00023389 | 0.49108 | 1.9359 | 2.1452 | 2.3729 | 1.4228 | 0.2161 | 0.00023389 | 0.49108 | 0.082342 | 0.034651 | 0.011401 | 0.3503 | 0 | 0 | 0
Lithuania | 2.9127 | 3.0954 | 5.1173 | 0.055 | 0.2111 | 0 | 0.207 | 2.8099 | 2.8989 | 5.4181 | 2.3954 | 0.24804 | 0 | 0.207 | 0.099437 | 0.02572 | 3.8093 | 0.64042 | 0 | 0 | 0
Norway
Finland | 24.1425 | 18.4967 | 41.1663 | 0.859 | 1.475 | 0 | 2.597 | 28.4695 | 16.7998 | 75.1775 | 7.7759 | 1.86 | 0 | 2.597 | 0.0080814 | 0 | 10.3025 | 0.59151 | 0 | 0 | 0
Denmark | 9.7582 | 8.537 | 10.936 | 0.46219 | 1.8265 | 0 | 0.83324 | 9.7006 | 8.3423 | 13.536 | 8.7046 | 2.2298 | 0 | 0.83324 | 0 | 0 | 0.64675 | 2.4497 | 0 | 0 | 0
Sweden | 45.9614 | 25.8608 | 55.4239 | 2.738 | 1.024 | 0 | 2.794 | 41.9062 | 21.7755 | 106.7624 | 13.2321 | 1.2402 | 0 | 2.794 | 0.5811 | 0.18613 | 14.603 | 0.19992 | 0 | 0 | 0
Belgium | 16.8489 | 19.9006 | 41.9084 | 1.7066 | 1.7981 | 0.0502 | 3.7264 | 21.4977 | 19.0934 | 71.4906 | 17.1288 | 2.1092 | 0.0502 | 3.7264 | 0 | 0 | 16.3856 | 0.33491 | 0 | 0 | 0
Netherlands | 23.0206 | 32.6292 | 45.3313 | 2.3636 | 11.4462 | 0 | 3.4898 | 29.791 | 28.3114 | 90.666 | 35.985 | 13.1706 | 0 | 3.4898 | 0 | 0 | 21.3409 | 1.7115 | 0 | 0 | 0
Poland | 27.8086 | 44.3959 | 73.3525 | 3.1882 | 1.8323 | 0 | 12.6255 | 36.0111 | 37.5822 | 84.9698 | 27.0042 | 2.2678 | 0 | 12.6255 | 1.988 | 0.496 | 16.7613 | 3.8493 | 0 | 0 | 0
Spain | 72.9862 | 68.4051 | 89.9518 | 3.739 | 5.377 | 1.576 | 9.461 | 78.2151 | 57.0515 | 88.0326 | 61.5524 | 6.5898 | 1.576 | 9.461 | 0 | 0 | 26.2986 | 4.9125 | 0 | 0 | 0
UK | 105.4138 | 89.1789 | 99.8529 | 6.5072 | 3.154 | 0 | 12.5054 | 121.4161 | 103.4824 | 101.449 | 63.3814 | 3.7294 | 0 | 12.5054 | 22.7619 | 3.7495 | 23.3794 | 5.1781 | 0 | 0 | 0
France | 147.5493 | 127.4425 | 135.6128 | 9.0085 | 8.2687 | 1.157 | 23.8697 | 143.9964 | 93.8808 | 154.1536 | 69.6892 | 9.145 | 2.2843 | 23.8697 | 0 | 0 | 17.1373 | 2.3475 | 0.034736 | 0 | 0
Germany | 125.2695 | 112.1838 | 252.6339 | 11.676 | 5.059 | 0 | 31.053 | 153.6676 | 105.149 | 368.5712 | 122.6752 | 6.3325 | 0 | 31.053 | 12.4788 | 2.9465 | 96.4893 | 17.8273 | 1.3192 | 0 | 0 | 131.0612
Additive. Assuming H2 produced from electricity (70% efficiency) with demand already included
| 2019 | [6 empty] | 2035 | [6 empty] | H2
| Households | Buildings | Industry | Transport | Agriculture | Other | Energy | Households | Buildings | Industry | Transport | Agriculture | Other | Energy | Households | Buildings | Industry | Transport | Agriculture | Other | Energy
Estonia | 2.1116 | 2.6074 | 2.9439 | 0.033 | 0.134 | 0 | 1.0155 | 0.57117 | -0.10371 | -0.57124 | 0.72958 | 0.026557 | 0 | 0 | 0 | 0 | 0.3824 | 0.149 | 0 | 0 | 0
Latvia | 1.6523 | 2.426 | 2.2929 | 0.1068 | 0.1792 | 0.00023389 | 0.49108 | 0.28356 | -0.28075 | 0.079979 | 1.316 | 0.0369 | 0 | 0 | 0.11763 | 0.049501 | 0.016287 | 0.50043 | 0 | 0 | 0
Lithuania | 2.9127 | 3.0954 | 5.1173 | 0.055 | 0.2111 | 0 | 0.207 | -0.10287 | -0.19651 | 0.30088 | 2.3404 | 0.036945 | 0 | 0 | 0.14205 | 0.036743 | 5.4419 | 0.91489 | 0 | 0 | 0
Norway | 0 | 0 | 0 | 0 | 0 | 0 | 0 | 0 | 0 | 0 | 0 | 0 | 0 | 0 | 0 | 0 | 0 | 0 | 0 | 0 | 0
Finland | 24.1425 | 18.4967 | 41.1663 | 0.859 | 1.475 | 0 | 2.597 | 4.327 | -1.6969 | 34.0112 | 6.9169 | 0.385 | 0 | 0 | 0.011545 | 0 | 14.7179 | 0.84502 | 0 | 0 | 0
Denmark | 9.7582 | 8.537 | 10.936 | 0.46219 | 1.8265 | 0 | 0.83324 | -0.057626 | -0.1947 | 2.6 | 8.2424 | 0.4033 | 0 | 0 | 0 | 0 | 0.92393 | 3.4996 | 0 | 0 | 0
Sweden | 45.9614 | 25.8608 | 55.4239 | 2.738 | 1.024 | 0 | 2.794 | -4.0552 | -4.0854 | 51.3384 | 10.4941 | 0.21619 | 0 | 0 | 0.83014 | 0.2659 | 20.8614 | 0.28559 | 0 | 0 | 0
Belgium | 16.8489 | 19.9006 | 41.9084 | 1.7066 | 1.7981 | 0.0502 | 3.7264 | 4.6488 | -0.80723 | 29.5821 | 15.4222 | 0.31106 | 0 | 0 | 0 | 0 | 23.408 | 0.47844 | 0 | 0 | 0
Netherlands | 23.0206 | 32.6292 | 45.3313 | 2.3636 | 11.4462 | 0 | 3.4898 | 6.7704 | -4.3177 | 45.3347 | 33.6214 | 1.7243 | 0 | 0 | 0 | 0 | 30.487 | 2.445 | 0 | 0 | 0
Poland | 27.8086 | 44.3959 | 73.3525 | 3.1882 | 1.8323 | 0 | 12.6255 | 8.2025 | -6.8137 | 11.6173 | 23.8161 | 0.43553 | 0 | 0 | 2.84 | 0.70857 | 23.9447 | 5.499 | 0 | 0 | 0
Spain | 72.9862 | 68.4051 | 89.9518 | 3.739 | 5.377 | 1.576 | 9.461 | 5.2289 | -11.3535 | -1.9192 | 57.8134 | 1.2128 | 0 | 0 | 0 | 0 | 37.5695 | 7.0179 | 0 | 0 | 0
UK | 105.4138 | 89.1789 | 99.8529 | 6.5072 | 3.154 | 0 | 12.5054 | 16.0023 | 14.3035 | 1.5961 | 56.8743 | 0.57542 | 0 | 0 | 32.517 | 5.3565 | 33.3992 | 7.3973 | 0 | 0 | 0
France | 147.5493 | 127.4425 | 135.6128 | 9.0085 | 8.2687 | 1.157 | 23.8697 | -3.553 | -33.5617 | 18.5408 | 60.6807 | 0.8763 | 1.1273 | 0 | 0 | 0 | 24.4818 | 3.3535 | 0.049623 | 0 | 0
Germany | 125.2695 | 112.1838 | 252.6339 | 11.676 | 5.059 | 0 | 31.053 | 28.3981 | -7.0349 | 115.9373 | 110.9992 | 1.2735 | 0 | 0 | 17.8269 | 4.2093 | 137.8418 | 25.4675 | 1.8846 | 0 | 0 | 187.2302
Step 4. Preparing model inputs (discontinued)
| National totals |  |  |  |  | <P_h>
| 2019 | 2035 | Δ% | H2, TWh | H2, % |  |  |  |  | H2 demand by node |  |  |  | Assumption 1. H2 demand areal distribution within Scandinavian countries is equal to el. demand distribution.
Estonia | 8.8454 | 9.4977 | 7.375% | 0.5314 | 5.299% | 60.6618 |  |  |  | DKE1 | 60.24% | 304.1911 |  | El. Demand shares in second table are computed in "Computation of demand coefficients.xlsx" using hourly areal profiles.
Latvia | 7.1485 | 8.5842 | 20.08% | 0.68385 | 7.379% | 78.0652 |  |  |  | DKW1 | 39.76% | 200.7775 |  | Assumption 2.
Lithuania | 11.5985 | 13.9774 | 20.51% | 6.5356 | 31.86% | 746.0719 |  |  |  | SE01 | 7.175% | 182.1805
Norway | 151.0415 | 175.485 | 16.18% | 0 |  | 0 |  |  |  | SE02 | 12.02% | 305.2686
Finland | 88.7365 | 132.6797 | 49.52% | 15.5744 | 10.51% | 1777.9026 |  |  |  | SE03 | 63.18% | 1604.3608
Denmark | 32.3531 | 43.3465 | 33.98% | 4.4235 | 9.26% | 504.9686 |  |  |  | SE04 | 17.62% | 447.3504
Sweden | 133.8022 | 187.7103 | 40.29% | 22.243 | 10.59% | 2539.1602
Belgium | 85.9392 | 135.0962 | 57.2% | 23.8864 | 15.02% | 2726.7572
Netherlands | 118.2807 | 201.4138 | 70.28% | 32.9319 | 14.05% | 3759.3518
Poland | 163.2029 | 200.4606 | 22.83% | 32.9922 | 14.13% | 3766.2275
Spain | 251.4961 | 302.4785 | 20.27% | 44.5873 | 12.85% | 5089.8759
UK | 316.6122 | 405.9637 | 28.22% | 78.6699 | 16.23% | 8980.5826
France | 452.9086 | 497.019 | 9.739% | 27.885 | 5.312% | 3183.2181
Germany | 537.8752 | 787.4484 | 46.4% | 187.2302 | 19.21% | 21373.315
Total | 2359.8406 | 3101.1612 | 31.41% | 478.1747 | 13.36% | 54586.1582
Households
Buildings
Industry
Transport
Agriculture
Other
Energy
2019
+2035
+2035+H2
TWh/y

## Summary (old)
This sheet includes collection of plots showing system changes envisioned in TYNDP for DE scenario. These plots are agreggated for summary presentation.
Demand. Main source: Demand Scenarios TYNDP 2024 After Public Consultation.xslx
| 2019 | [6 empty] | 2035 | [6 empty] | H2
| Households | Buildings | Industry | Transport | Agriculture | Other | Energy | Households | Buildings | Industry | Transport | Agriculture | Other | Energy | Households | Buildings | Industry | Transport | Agriculture | Other | Energy
Estonia | 2.1116 | 2.6074 | 2.9439 | 0.033 | 0.134 | 0 | 1.0155 | 0.57117 | -0.10371 | -0.57124 | 0.72958 | 0.026557 | 0 | 0 | 0 | 0 | 0.3824 | 0.149 | 0 | 0 | 0
Latvia | 1.6523 | 2.426 | 2.2929 | 0.1068 | 0.1792 | 0.00023389 | 0.49108 | 0.28356 | -0.28075 | 0.079979 | 1.316 | 0.0369 | 0 | 0 | 0.11763 | 0.049501 | 0.016287 | 0.50043 | 0 | 0 | 0
Lithuania | 2.9127 | 3.0954 | 5.1173 | 0.055 | 0.2111 | 0 | 0.207 | -0.10287 | -0.19651 | 0.30088 | 2.3404 | 0.036945 | 0 | 0 | 0.14205 | 0.036743 | 5.4419 | 0.91489 | 0 | 0 | 0
Norway | 0 | 0 | 0 | 0 | 0 | 0 | 0 | 0 | 0 | 0 | 0 | 0 | 0 | 0 | 0 | 0 | 0 | 0 | 0 | 0 | 0
Finland | 24.1425 | 18.4967 | 41.1663 | 0.859 | 1.475 | 0 | 2.597 | 4.327 | -1.6969 | 34.0112 | 6.9169 | 0.385 | 0 | 0 | 0.011545 | 0 | 14.7179 | 0.84502 | 0 | 0 | 0
Denmark | 9.7582 | 8.537 | 10.936 | 0.46219 | 1.8265 | 0 | 0.83324 | -0.057626 | -0.1947 | 2.6 | 8.2424 | 0.4033 | 0 | 0 | 0 | 0 | 0.92393 | 3.4996 | 0 | 0 | 0
Sweden | 45.9614 | 25.8608 | 55.4239 | 2.738 | 1.024 | 0 | 2.794 | -4.0552 | -4.0854 | 51.3384 | 10.4941 | 0.21619 | 0 | 0 | 0.83014 | 0.2659 | 20.8614 | 0.28559 | 0 | 0 | 0
Belgium | 16.8489 | 19.9006 | 41.9084 | 1.7066 | 1.7981 | 0.0502 | 3.7264 | 4.6488 | -0.80723 | 29.5821 | 15.4222 | 0.31106 | 0 | 0 | 0 | 0 | 23.408 | 0.47844 | 0 | 0 | 0
Netherlands | 23.0206 | 32.6292 | 45.3313 | 2.3636 | 11.4462 | 0 | 3.4898 | 6.7704 | -4.3177 | 45.3347 | 33.6214 | 1.7243 | 0 | 0 | 0 | 0 | 30.487 | 2.445 | 0 | 0 | 0
Poland | 27.8086 | 44.3959 | 73.3525 | 3.1882 | 1.8323 | 0 | 12.6255 | 8.2025 | -6.8137 | 11.6173 | 23.8161 | 0.43553 | 0 | 0 | 2.84 | 0.70857 | 23.9447 | 5.499 | 0 | 0 | 0
Spain | 72.9862 | 68.4051 | 89.9518 | 3.739 | 5.377 | 1.576 | 9.461 | 5.2289 | -11.3535 | -1.9192 | 57.8134 | 1.2128 | 0 | 0 | 0 | 0 | 37.5695 | 7.0179 | 0 | 0 | 0
UK | 105.4138 | 89.1789 | 99.8529 | 6.5072 | 3.154 | 0 | 12.5054 | 16.0023 | 14.3035 | 1.5961 | 56.8743 | 0.57542 | 0 | 0 | 32.517 | 5.3565 | 33.3992 | 7.3973 | 0 | 0 | 0
France | 147.5493 | 127.4425 | 135.6128 | 9.0085 | 8.2687 | 1.157 | 23.8697 | -3.553 | -33.5617 | 18.5408 | 60.6807 | 0.8763 | 1.1273 | 0 | 0 | 0 | 24.4818 | 3.3535 | 0.049623 | 0 | 0
Germany | 125.2695 | 112.1838 | 252.6339 | 11.676 | 5.059 | 0 | 31.053 | 28.3981 | -7.0349 | 115.9373 | 110.9992 | 1.2735 | 0 | 0 | 17.8269 | 4.2093 | 137.8418 | 25.4675 | 1.8846 | 0 | 0
| 605.4357 | 555.1592 | 856.524 | 42.443 | 41.7851 | 2.7834 | 104.6687 | 66.664 | -56.1432 | 308.4484 | 389.2667 | 7.5138 | 1.1273 | 0 | 54.2852 | 10.6265 | 353.4757 | 57.8531 | 1.9343 | 0 | 0
Capacity. Source: Draft Supply Inputs for TYNDP 2024 Scenarios.xlsx
| Installed |  |  | Additions
| 2030 |  |  | 2040 |  |  | 2050
| Solar | Onshore wind | Offshore wind | Solar | Onshore wind | Offshore wind | Solar | Onshore wind | Offshore wind
Estonia | 1160 | 696 | 1000 | 540 | 304 | 2500 | 800 | 0 | 3500
Latvia | 300 | 400 | 500 | 700 | 100 | 500 | 500 | 100 | 1000
Lithuania | 5000 | 5000 | 1400 | 320 | 430 | 1400 | 580 | 220 | 1700
Norway | 5150 | 5356.1 | 3000 | 5990 | 752.1 | 7500 | 1000 | 600 | 0
Finland | 10695.1872 | 25424.0288 | 1250 | 10695.1872 | 28797.5827 | 3813.3 | 10695.1872 | 14528.6885 | 7244.4
Denmark | 17744.41 | 7305.612 | 8250.6 | 9227.72 | -1359.177 | 16000 | 7139.48 | 124.92 | 16000
Sweden | 7648.0476 | 17952.1524 | 39514.3 | 7648.0476 | 4670.7861 | 64738 | 7648.0476 | 5557.3333 | 33720.45
Poland | 21663 | 13767.84 | 10004 | 4337 | 0 | 896 | 4000 | 0 | 0
UK | 35016.42 | 31983.18 | 52467.47 | 24862.02 | 12306.9 | 43690.1 | 19999.9 | 8064.49 | 1809.67
France | 43441 | 35959 | 3893 | 33382.1 | 11120.9 | 18100 | 38286.9 | 11730.1 | 18000
Germany | 215002 | 115000.7 | 33521.3 | 150873.4 | 43877.59 | 31538 | 68251.24 | 2251.23 | 3720.45
| 362820.0648 | 258844.6133 | 154800.67 | 248575.4748 | 101000.6817 | 190675.4 | 158900.7548 | 43176.7619 | 86694.97
Flexibility. Source: 'Updated Electricity Modeling Results. xlsx' of TYNDP 2022
| 2025 (visualization platform) |  |  |  | 2030 |  |  |  | 2040 |  |  |  | 2050
| HPS | DSR | Batteries | Gas | HPS | DSR | Batteries | Gas | HPS | DSR | Batteries | Gas | HPS | DSR | Batteries | Gas
Estonia | 0 | 60 |  |  | 0 | 90 | 543.6544 | 0 | 0 | 83.3333 | 132.4917 | 0 | 0 | 22.5333 | 51.9599 | 419.3235
Latvia | 0 |  |  |  | 0 | 36.8 | 38.4377 | 0 | 0 | 0 | 84.7141 | 0 | 0 | 4.784 | 4.1986 | 552.1291
Lithuania | 930 | 10 |  |  | 930 | 40 | 661.8233 | 0 | 0 | 10 | 204.0062 | 808 | 0 | 6.5 | 82.7519 | 0
Norway | 33360.6812 | 6304 |  |  | 33360.6812 | 6294 | 408.0807 | 0 | -140 | 0 | -110.5192 | 878 | 0 | 818.22 | -34.0565 | 0
Finland | 0 | 1831.29 | 76.2 | 274 | 0 | 4490.8315 | 1487.8231 | 215 | 0 | 5433.3435 | 736.4888 | -90 | 0 | 1290.1428 | 278.9896 | 6.6118
Denmark | 0 |  |  | 302.38 | 0 | 0 | 133.7517 | 263.91 | 0 | 0 | 146.7771 | 4810.12 | 0 | 0 | 185.1385 | 873.3417
Sweden | 0 | 1383.95 |  | 110.79 | 0 | 1738.8 | 5353.041 | 110.789 | 0 | 0 | -1529.2779 | 9839 | 0 | 226.044 | 365.4573 | -6493.1105
Belgium | 1224 | 1460.06 | 288.8 | 294 | 1224 | 2047.8045 | 4254.2954 | 294 | 0 | 143.3464 | 4668.5977 | 6331 | 0 | 284.8496 | 1966.8224 | 8492.2645
Netherlands | 0 | 700 | 2560 | 901.8 | 0 | 700 | 13749.6767 | 2835.8 | 0 | 0 | 10574.9939 | 7497 | 0 | 91 | 3988.8205 | 3430.0768
Poland | 1535.28 |  |  |  | 1535.28 | 0 | 3963.0139 | 6210 | 0 | 0 | 1985.062 | 11390 | 0 | 0 | 568.4892 | 7063.3701
Spain | 9549.72 |  | 500 |  | 9549.72 | 0 | 12389.299 | 0 | 0 | 1600 | 7989.9576 | 377 | 0 | 208 | 8117.2292 | 0
UK | 2744 | 2860 | 4278.22 | 1273.79 | 2744 | 4357.12 | 20392.2199 | 5810.79 | 0 | 3673.96 | 6919.3093 | 28495.4846 | 0 | 1044.0404 | 3719.7904 | 19971.1075
France | 3800 | 3900 | 253 | 636 | 3800 | 5481.5 | 1304.7728 | 636 | 1043.1372 | 0 | 1436.4766 | 16233 | 0 | 712.595 | 1788.3998 | 22937.8944
Germany | 9025.7401 | 1250 | 2831.25 | 3373.27 | 9025.7401 | 1758.865 | 18249.679 | 12224.568 | 270 | 1415.735 | 20026.9142 | 27676.3 | 0 | 412.698 | 25261.1195 | 8433.25
| 62169.4212 | 19759.3 | 10787.47 | 7166.03 | 62169.4212 | 27035.7211 | 82929.5684 | 28600.857 | 1173.1372 | 12359.7182 | 53265.992 | 114244.9046 | 0 | 5121.4071 | 46345.1105 | 65686.2587
Summary
Demand |  |  |  | Flexibility |  |  |  | Capacity
2019 | Households | 605.4357 |  | 2025 | HPS | 62169.4212 |  | 2025 | Solar | 174621.22
| Buildings | 555.1592 |  |  | DSR | 19759.3 |  |  | Onshore wind | 203570.42
| Industry | 856.524 |  |  | Batteries | 10787.47 |  |  | Offshore wind | 46143.86
| Transport | 42.443 |  |  | Gas | 7166.03 |  | 2035 | Solar | 312486.5821
| Other | 149.2372 |  | 2035 | HPS | 586.5686 |  |  | Onshore wind | 105774.5341
2035 | Households | 66.664 |  |  | DSR | 13456.2802 |  |  | Offshore wind | 203994.51
| Buildings | -56.1432 |  |  | Batteries | 98775.0945 |  |  |  | 1046591.1263
| Industry | 308.4484 |  |  | Gas | 78557.2793
| Transport | 389.2667 |  |  |  | 291257.4438
| Other | 8.641
H2 | Households | 54.2852
| Buildings | 10.6265
| Industry | 353.4757
| Transport | 57.8531
| Other | 1.9343
Households
Buildings
Industry
Transport
Agriculture
Other
Energy
2019
+2035
+2035+H2
TWh/y
Current
+2035
+2035 for H2
GW
Pumped hydro
Demand response
Batteries
Gas
2030
2040
2050